## Disclaimer
Our policy is one of continuous development. Accordingly the design of our products may change at any time.
Whilst every effort is made to produce up to date literature, this document should only be regarded as a guide and is intended for information purposes only.
Its contents do not constitute an offer for sale or advice on the application of any product referred to in it. We cannot be held responsible for any reliance on any decisions taken on its contents without specific advice.

## CORTEC
Ordering information
| CORTEC Order Code Matrix |  | 1-3 | 4 | 5 | 6 | 7 | 8 | 9 | 10 | 11 | 12-13 | 14 | 15
| Transformer Protection |  | 1-3: P64; 12-13: AB
| 2 End: 2 Winding Transformer |  | 4: 2
1 | 3 End: 3 Winding Transformer |  | 4: 3
2 | 5 End: 3 Winding Transformer |  | 4: 5
3 | Nominal Auxiliary Supply Voltage | bar: 5 to 9
| 24-54 Vdc |  | 5: 7
| 48-125 Vdc (40-100 Vac) |  | 5: 8
1 | 110-250 Vdc (100-240 Vac) |  | 5: 9
5 | CT and VT Ratings | CT/Hardware Opt. Compatibility | bar: 6 to 9
* | HV-LV In = 1A/5A, Vn = (100/120V) (xCT/1VT) Standard CT | P642 = 8, P643 = 12, P645 = 18 | bar: 6 to 9
| HV-LV In = 1A/5A, Vn = (100/120V) (xCT/4VT) Standard CT (8 CT & 2VT for P642) | P642 = 8, P643 = 12, P645 = 18 | 6: 2
| HV-LV In = 1A/5A, Vn = (100/120V) (xCT/1VT) Sensitive CT (P643/5 Only) | P643 = 12, P645 = 18 | 6: 3
| HV-LV In = 1A/5A, Vn = (100/120V) (xCT/4VT) Sensitive CT (P643/5 Only) | P643 = 12, P645 = 18 | 6: 4
1 | IEC 61850-9-2LE Redundant Sampled Analogue Values Ethernet - process bus model | Options R,S,T only | bar: 6 to 9
2 | IEC 61850-9-2LE Redundant Sampled Analogue Values Ethernet Duplex LC 100Base-FX SFPs | Option Y | bar: 6 to 9
3 | IEC 61850-9-2LE Redundant Sampled Analogue Values Ethernet Duplex LC 1000Base-SX SFPs | Option Y | bar: 6 to 9
4 | Hardware Options | bar: 7 to 9
5 | Standard - 1 x RS485 rear serial communications port provided with all ordering options (Courier, -103, DNP3 ready) | bar: 7 to 9
6 | With additional IRIG-B (Modulated) |  | 7: 2
7 | With additional IRIG-B (Modulated) & Serial Fibre Optic comms |  | 7: 4
8 | With 2nd Courier protocol Rear Port + IRIG-B modulated | bar: 7 to 9
Single Ethernet 1 LC Duplex port + Universal IRIG-B + 1588 + 1 RJ45 Maintenance Port | bar: 7 to 9
Redundant Ethernet PRP/HSR/RSTP/Failover 2 LC Duplex port + IEC870-103 Serial Fibre ST ports + Universal IRIG-B + 1588 + 1 RJ45 Maintenance Port | bar: 7 to 9
Redundant Ethernet PRP/HSR/RSTP/Failover 2 RJ45 + Universal IRIG-B + 1588 + 1 RJ45 Maintenance Port | bar: 7 to 9
Redundant Ethernet PRP/HSR/RSTP/Failover 2 LC Duplex ports + Universal IRIG-B + 1588 + 1 RJ45 Maintenance Port | bar: 7 to 9
| Input / Output Options | Case Size Compatibility | bar: 8
| 8 inputs, 7 outputs | 40TE, 60TE | bar: 8
| 8 inputs, 8 outputs | 40TE, 60TE | bar: 8
| 8 inputs, 14 outputs | 60TE | bar: 8
| 12 inputs, 11 outputs | 60TE | bar: 8
| 12 inputs, 12 outputs | 60TE | bar: 8
| 16 inputs, 7 outputs | 60TE | bar: 8
| 16 inputs, 14 outputs | 60TE | bar: 8
| 16 inputs, 16 outputs | 60TE | bar: 8
| 16 inputs, 16 outputs + 4 High-Speed High-Break | 60TE, 80TE | bar: 8
| 16 inputs, 21 outputs | 60TE, 80TE | bar: 8
| 16 inputs, 24 outputs | 60TE, 80TE | bar: 8
| 17 inputs, 31 outputs (including one pin terminal HDIO module) | 60TE, 80TE | bar: 8
| 20 inputs, 20 outputs | 60TE, 80TE | bar: 8
| 24 inputs, 8 outputs | 60TE | bar: 8
| 24 inputs, 14 outputs | 60TE, 80TE | bar: 8
| 24 inputs, 16 outputs | 60TE, 80TE | bar: 8
| 24 inputs, 16 outputs + 8 High-Speed High-Break | 80TE | bar: 8
| 24 inputs, 24 outputs | 80TE | bar: 8
| 24 inputs, 32 outputs | 80TE | bar: 8
| 26 inputs, 30 outputs (including two pin terminal HDIO module) | 60TE, 80TE | bar: 8
| 32 inputs, 14 outputs | 80TE | bar: 8
| 32 inputs, 24 outputs | 80TE | bar: 8
| 32 inputs, 32 outputs * | 80TE | 8: 2
| 40 inputs, 24 outputs * | 80TE | 8: 4
| 48 inputs, 16 outputs * | 80TE | 8: 7
* I/O option is available only for P643 and P645
8 | Product Specific Options | bar: 8 to 9
RTD | bar: 8 to 9
CLIO | bar: 8 to 9
RTD + CLIO | bar: 8 to 9
A | None | bar: 8 to 9
B | Case Size and Mounting | Product Compatibility
| 80TE Case - Flush/Panel Mounting with Harsh Env. Coating, with USB Port and 10 Function Keys | P642, P643, P645 | bar: 10
| 80TE Case - 19" Rack Mounting with Harsh Env. Coating, with USB Port and 10 Function Keys | P642, P643, P645 | bar: 10
| 40TE Case - Flush/Panel Mounting with Harsh Env. Coating, with USB Port, without Function Keys | P642 | bar: 10
| 60TE Case - Flush/Panel Mounting with Harsh Env. Coating, with USB Port and 10 Function Keys | P642, P643 | bar: 10
Product Features
Standard Version | bar: 11
Software Version
Enhanced cybersecurity, concurrent protocols, 5000 events, 100 fault records, 1050s oscillography | bar: 12-13
0 | Customer-Specific Additions
4 | Standard version |  | 14: 0
C | Customer-specific configuration/options | bar: 14
Hardware Version
5th Generation Hardware, Graphical Colour HMI with High Performance Processing | bar: 15
0
1
fire

## Configurator
1 - 3 |  | 4 | 5 | 6 | 7 | 8 | 9 | 10 | 11 | 12-13 | 14 | 15
Winding Transformer | P64 | 2 | 7 | 1 | U | B | A | U | X | AB | 0 | Q
Hardware version
Q
Customer specific option | bar: 4 to 8; 10; 14
0
Transformer Protection | bar: 4 to 8; 10
2
Vx auxiliary rating | bar: 4 to 8; 10
7
In/Vn rating | bar: 4 to 8; 10
1
Hardware options | bar: 4 to 8; 10
U
I/O options | bar: 4 to 8; 10
B
Product Specific Options | bar: 4 to 8; 10
A
Mounting | bar: 4 to 10
U
Product Features | bar: 4 to 8; 10
X
Options available are derived from the last version available with the specified hardware version ( i.e. using this date -------------->) | #N/A | bar: 5 to 11
Software version | bar: 4 to 8; 10
AB

## Documents (hidden)
#REF! |  | MASTER
External Connection Diagram | :
External Connection Diagram: Comms options | :
Outline Diagram | :
ROUTING
Test Instruction | :
A
B

## Master Text
P64271UBAUXAB0Q
Winding Transformer
Transformer Protection
2 End: 2 Winding Transformer
Nominal Auxiliary Supply Voltage
24-54 Vdc
CT and VT Ratings
HV-LV In = 1A/5A, Vn = (100/120V) (xCT/1VT) Standard CT
Hardware options :
Single Ethernet 1 LC Duplex port + Universal IRIG-B + 1588 + 1 RJ45 Maintenance Port
Input / Output Options
8 inputs, 8 outputs
Product Specific Options
RTD
Mounting :
40TE Case - Flush/Panel Mounting with Harsh Env. Coating, with USB Port, without Function Keys
Product Features
Standard Version
Software Version
Standard version
Customer-Specific Additions
Standard version
Hardware Version
5th Generation Hardware, Graphical Colour HMI with High Performance Processing
Issue :
Version :` | A | Initial Release CID008525 - 06/09/2024
| B | Hardware options 1,2,4 temporarily withdrawn by CID009068 17/10/2025

## BOM (hidden)
PCS MATERIAL MASTER | [10 empty] | Iteration Key | Required Key Digits | Attribute Digits | NUMBER | DESCRIPTION | Qty. Required | Position / Reference | Unit | Qty. Required | Position / Reference | Unit
#REF! | 5 | 6 | 7 | 8 | 9 | 10 | 11 | 12-13 | 14 | 15
[11 empty] | #N/A | #N/A | 1 | GN0176001 | Common parts | 1 |  | EA | #N/A | #N/A | #N/A
[6 empty] | #REF! |  |  |  |  | #N/A | #REF! | A2 | GN0288001 | Common parts | 1 |  | EA | #REF! | #REF! | #REF!
[6 empty] | #REF! |  |  | #REF! |  | #N/A | #REF! | M02 | GN0288001 | Common parts | 1 |  | EA | #REF! | #REF! | #REF!
[6 empty] | #REF! |  |  | #REF! |  | #N/A | #REF! | N02 | GN0288001 | Common parts | 1 |  | EA | #REF! | #REF! | #REF!
[6 empty] | #REF! |  |  | #REF! |  | #N/A | #REF! | MA2 | GN0288001 | Common parts | 1 |  | EA | #REF! | #REF! | #REF!
[6 empty] | #REF! |  |  | #REF! |  | #N/A | #REF! | NA2 | GN0288001 | Common parts | 1 |  | EA | #REF! | #REF! | #REF!
[6 empty] | #REF! |  |  | #REF! |  | #N/A | #REF! | M12 | GN0288001 | Common parts | 1 |  | EA | #REF! | #REF! | #REF!
[6 empty] | #REF! |  |  | #REF! |  | #N/A | #REF! | N12 | GN0288001 | Common parts | 1 |  | EA | #REF! | #REF! | #REF!
[6 empty] | #REF! |  |  | #REF! |  | #N/A | #REF! | M22 | GN0288001 | Common parts | 1 |  | EA | #REF! | #REF! | #REF!
[6 empty] | #REF! |  |  | #REF! |  | #N/A | #REF! | N22 | GN0288001 | Common parts | 1 |  | EA | #REF! | #REF! | #REF!
[6 empty] | #REF! |  |  | #REF! |  | #N/A | #REF! | P02 | GN0288001 | Common parts | 1 |  | EA | #REF! | #REF! | #REF!
[6 empty] | #REF! |  |  | #REF! |  | #N/A | #REF! | Q02 | GN0288001 | Common parts | 1 |  | EA | #REF! | #REF! | #REF!
[6 empty] | #REF! |  |  | #REF! |  | #N/A | #REF! | PA2 | GN0288001 | Common parts | 1 |  | EA | #REF! | #REF! | #REF!
[6 empty] | #REF! |  |  | #REF! |  | #N/A | #REF! | QA2 | GN0288001 | Common parts | 1 |  | EA | #REF! | #REF! | #REF!
[6 empty] | #REF! |  |  | #REF! |  | #N/A | #REF! | P12 | GN0288001 | Common parts | 1 |  | EA | #REF! | #REF! | #REF!
[6 empty] | #REF! |  |  | #REF! |  | #N/A | #REF! | Q12 | GN0288001 | Common parts | 1 |  | EA | #REF! | #REF! | #REF!
[6 empty] | #REF! |  |  | #REF! |  | #N/A | #REF! | P22 | GN0288001 | Common parts | 1 |  | EA | #REF! | #REF! | #REF!
[6 empty] | #REF! |  |  | #REF! |  | #N/A | #REF! | Q22 | GN0288001 | Common parts | 1 |  | EA | #REF! | #REF! | #REF!
[9 empty] | #REF! | #REF! |  | #REF! | AJ | ZN0020202 | PX40 Coprocessor Board | 1 |  | EA | #REF! | #REF! | #REF!
[10 empty] | #REF! |  | #REF! | K | ZN0020202 | PX40 Coprocessor Board | 1 |  | EA | #REF! | #REF! | #REF!
[10 empty] | #REF! |  | #REF! | M | ZN0020202 | PX40 Coprocessor Board | 1 |  | EA | #REF! | #REF! | #REF!
|  | #REF! | [7 empty] | #REF! |  | #REF! | 1K | GN0432001 | Common parts | 1 |  | EA | #REF! | #REF! | #REF!
|  | #REF! | [7 empty] | #REF! |  | #REF! | 5K | GN0432001 | Common parts | 1 |  | EA | #REF! | #REF! | #REF!
|  | #REF! | [7 empty] | #REF! |  | #REF! | BK | GN0608001 | Common parts | 1 |  | EA | #REF! | #REF! | #REF!
|  | #REF! | [7 empty] | #REF! |  | #REF! | 1M | GN0432001 | Common parts | 1 |  | EA | #REF! | #REF! | #REF!
|  | #REF! | [7 empty] | #REF! |  | #REF! | 5M | GN0432001 | Common parts | 1 |  | EA | #REF! | #REF! | #REF!
|  | #REF! | [7 empty] | #REF! |  | #REF! | BM | GN0608001 | Common parts | 1 |  | EA | #REF! | #REF! | #REF!
|  | #REF! | [7 empty] | #REF! |  | #REF! | CM | GN0608001 | Common parts | 1 |  | EA | #REF! | #REF! | #REF!
[9 empty] | #REF! | #REF! |  | #REF! | 4J | GN0394005 | Common parts | 1 |  | EA | #REF! | #REF! | #REF!
[6 empty] | #REF! |  |  |  | #REF! |  | #REF! | MA | GN0068001 | User Interface (80TE) Phase 1 | 1 | Ref 22 | EA | #REF! | #REF! | #REF!
[6 empty] | #REF! |  |  |  | #REF! |  | #REF! | MC | GN0068001 | User Interface (80TE) Phase 1 | 1 | Ref 22 | EA | #REF! | #REF! | #REF!
[6 empty] | #REF! |  |  |  | #REF! |  | #REF! | MG | GN0180001 | Chinese User Interface (80TE) Phase 2 | 1 | Ref 22 | EA | #REF! | #REF! | #REF!
[6 empty] | #REF! |  |  |  | #REF! |  | #REF! | NA | GN0068001 | User Interface (80TE) Phase 1 | 1 | Ref 22 | EA | #REF! | #REF! | #REF!
[6 empty] | #REF! |  |  |  | #REF! |  | #REF! | NC | GN0068001 | User Interface (80TE) Phase 1 | 1 | Ref 22 | EA | #REF! | #REF! | #REF!
[6 empty] | #REF! |  |  |  | #REF! |  | #REF! | NG | GN0180001 | Chinese User Interface (80TE) Phase 2 | 1 | Ref 22 | EA | #REF! | #REF! | #REF!
[6 empty] | #REF! |  |  |  | #REF! |  | #REF! | PA | GN0068001C | User Interface (80TE) Phase 1 | 1 | Ref 22 | EA | #REF! | #REF! | #REF!
[6 empty] | #REF! |  |  |  | #REF! |  | #REF! | PC | GN0068001C | User Interface (80TE) Phase 1 | 1 | Ref 22 | EA | #REF! | #REF! | #REF!
[6 empty] | #REF! |  |  |  | #REF! |  | #REF! | PG | GN0180001C | Chinese User Interface (80TE) Phase 2 | 1 | Ref 22 | EA | #REF! | #REF! | #REF!
[6 empty] | #REF! |  |  |  | #REF! |  | #REF! | QA | GN0068001C | User Interface (80TE) Phase 1 | 1 | Ref 22 | EA | #REF! | #REF! | #REF!
[6 empty] | #REF! |  |  |  | #REF! |  | #REF! | QC | GN0068001C | User Interface (80TE) Phase 1 | 1 | Ref 22 | EA | #REF! | #REF! | #REF!
[6 empty] | #REF! |  |  |  | #REF! |  | #REF! | QG | GN0180001C | Chinese User Interface (80TE) Phase 2 | 1 | Ref 22 | EA | #REF! | #REF! | #REF!
[7 empty] | #REF! | #REF! |  | #REF! |  | #REF! | 0J | #REF! | User Interface (80TE) Phase 2 | 1 | Ref 22 | EA | #REF! | #REF! | #REF!
[7 empty] | #REF! | #REF! |  | #REF! |  | #REF! | 4J | #REF! | User Interface (80TE) Phase 2 | 1 | Ref 22 | EA | #REF! | #REF! | #REF!
[7 empty] | #REF! | #REF! |  | #REF! |  | #REF! | CJ | #REF! | Chinese User Interface (80TE) Phase 2 | 1 | Ref 22 | EA | #REF! | #REF! | #REF!
[7 empty] | #REF! | #REF! |  | #REF! |  | #REF! | 0K | #REF! | User Interface (80TE) Phase 2 | 1 | Ref 22 | EA | #REF! | #REF! | #REF!
[7 empty] | #REF! | #REF! |  | #REF! |  | #REF! | 4K | #REF! | User Interface (80TE) Phase 2 | 1 | Ref 22 | EA | #REF! | #REF! | #REF!
[7 empty] | #REF! | #REF! |  | #REF! |  | #REF! | CK | #REF! | Chinese User Interface (80TE) Phase 2 | 1 | Ref 22 | EA | #REF! | #REF! | #REF!
[7 empty] | #REF! | #REF! |  | #REF! |  | #REF! | 0K | GN0341003 | User Interface (80TE) Phase 2 | 1 | Ref 22 | EA | #REF! | #REF! | #REF!
[7 empty] | #REF! | #REF! |  | #REF! |  | #REF! | 4K | GN0341004 | Chinese User Interface (80TE) Phase 2 | 1 | Ref 22 | EA | #REF! | #REF! | #REF!
| #REF! |  |  |  |  | #REF! | [5 empty] | #REF! | 1M | ZN0021001 | Power supply (24 - 48V dc) | 1 | Ref 1, Slot 1, | EA | #REF! | #REF! | #REF!
| #REF! |  |  |  |  | #REF! | [5 empty] | #REF! | 2M | ZN0021002 | Power supply (48 - 125V dc) | 1 | Ref 1, Slot 1, | EA | #REF! | #REF! | #REF!
| #REF! |  |  |  |  | #REF! | [5 empty] | #REF! | 3M | ZN0021003 | Power supply (110 - 250V dc) | 1 | Ref 1, Slot 1, | EA | #REF! | #REF! | #REF!
| #REF! |  |  |  |  | #REF! | [5 empty] | #REF! | 1N | ZN0021001 | Power supply (24 - 48V dc) | 1 | Ref 1, Slot 1, | EA | #REF! | #REF! | #REF!
| #REF! |  |  |  |  | #REF! | [5 empty] | #REF! | 2N | ZN0021002 | Power supply (48 - 125V dc) | 1 | Ref 1, Slot 1, | EA | #REF! | #REF! | #REF!
| #REF! |  |  |  |  | #REF! | [5 empty] | #REF! | 3N | ZN0021003 | Power supply (110 - 250V dc) | 1 | Ref 1, Slot 1, | EA | #REF! | #REF! | #REF!
| #REF! |  |  |  |  | #REF! | [5 empty] | #REF! | 1P | ZN0021001C | Power supply (24 - 48V dc) | 1 | Ref 1, Slot 1, | EA | #REF! | #REF! | #REF!
| #REF! |  |  |  |  | #REF! | [5 empty] | #REF! | 2P | ZN0021002C | Power supply (48 - 125V dc) | 1 | Ref 1, Slot 1, | EA | #REF! | #REF! | #REF!
| #REF! |  |  |  |  | #REF! | [5 empty] | #REF! | 3P | ZN0021003C | Power supply (110 - 250V dc) | 1 | Ref 1, Slot 1, | EA | #REF! | #REF! | #REF!
| #REF! |  |  |  |  | #REF! | [5 empty] | #REF! | 1Q | ZN0021001C | Power supply (24 - 48V dc) | 1 | Ref 1, Slot 1, | EA | #REF! | #REF! | #REF!
| #REF! |  |  |  |  | #REF! | [5 empty] | #REF! | 2Q | ZN0021002C | Power supply (48 - 125V dc) | 1 | Ref 1, Slot 1, | EA | #REF! | #REF! | #REF!
| #REF! |  |  |  |  | #REF! | [5 empty] | #REF! | 3Q | ZN0021003C | Power supply (110 - 250V dc) | 1 | Ref 1, Slot 1, | EA | #REF! | #REF! | #REF!
| #REF! | [10 empty] | #REF! | 7 | ZN0021201 | Power supply (24 - 48V dc) | 1 | Ref 1, Slot 1, | EA | #REF! | #REF! | #REF!
| #REF! | [10 empty] | #REF! | 8 | ZN0021202 | Power supply (48 - 125V dc) | 1 | Ref 1, Slot 1, | EA | #REF! | #REF! | #REF!
| #REF! | [10 empty] | #REF! | 9 | ZN0021203 | Power supply (110 - 250V dc) | 1 | Ref 1, Slot 1, | EA | #REF! | #REF! | #REF!
|  |  |  | #REF! |  | #REF! |  |  | #REF! | #REF! |  | #REF! | AM0J | ZN0019101 | Relay output PCB | 4 | Slots 2,3,4 & 5 | EA | #REF! | #REF! | #REF!
|  |  |  | #REF! |  | #REF! |  |  | #REF! | #REF! |  | #REF! | BM0J | ZN0019101 | Relay output PCB | 4 | Slots 2,3,4 & 5 | EA | #REF! | #REF! | #REF!
|  |  |  | #REF! |  | #REF! |  |  | #REF! | #REF! |  | #REF! | HM0J | ZN0019101 | Relay output PCB | 4 | Slots 2,3,4 & 5 | EA | #REF! | #REF! | #REF!
|  |  |  | #REF! |  | #REF! |  |  | #REF! | #REF! |  | #REF! | JM0J | ZN0019101 | Relay output PCB | 4 | Slots 2,3,4 & 5 | EA | #REF! | #REF! | #REF!
|  |  |  | #REF! |  | #REF! |  |  | #REF! | #REF! |  | #REF! | DM0J | ZN0019101 | Relay output PCB | 3 | Slots 2,3 & 5 | EA | #REF! | #REF! | #REF!
|  |  |  | #REF! |  | #REF! |  |  | #REF! | #REF! |  | #REF! | EM0J | ZN0019101 | Relay output PCB | 2 | Slots 2 & 5 | EA | #REF! | #REF! | #REF!
|  |  |  | #REF! |  | #REF! |  |  | #REF! | #REF! |  | #REF! | KM0J | ZN0019101 | Relay output PCB | 3 | Slots 2,3 & 5 | EA | #REF! | #REF! | #REF!
|  |  |  | #REF! |  | #REF! |  |  | #REF! | #REF! |  | #REF! | LM0J | ZN0019101 | Relay output PCB | 2 | Slots 2 & 5 | EA | #REF! | #REF! | #REF!
|  |  |  | #REF! |  | #REF! |  |  | #REF! | #REF! |  | #REF! | DM0J | ZN0019102 | Fast + Standard Trip PCB | 1 | Slot 4 | EA | #REF! | #REF! | #REF!
|  |  |  | #REF! |  | #REF! |  |  | #REF! | #REF! |  | #REF! | EM0J | ZN0019102 | Fast + Standard Trip PCB | 2 | Slots 3 & 4 | EA | #REF! | #REF! | #REF!
|  |  |  | #REF! |  | #REF! |  |  | #REF! | #REF! |  | #REF! | KM0J | ZN0019102 | Fast + Standard Trip PCB | 1 | Slot 4 | EA | #REF! | #REF! | #REF!
|  |  |  | #REF! |  | #REF! |  |  | #REF! | #REF! |  | #REF! | AMAJ | ZN0019101 | Relay output PCB | 4 | Slots 2,3,4 & 5 | EA | #REF! | #REF! | #REF!
|  |  |  | #REF! |  | #REF! |  |  | #REF! | #REF! |  | #REF! | BMAJ | ZN0019101 | Relay output PCB | 4 | Slots 2,3,4 & 5 | EA | #REF! | #REF! | #REF!
|  |  |  | #REF! |  | #REF! |  |  | #REF! | #REF! |  | #REF! | HMAJ | ZN0019101 | Relay output PCB | 4 | Slots 2,3,4 & 5 | EA | #REF! | #REF! | #REF!
|  |  |  | #REF! |  | #REF! |  |  | #REF! | #REF! |  | #REF! | JMAJ | ZN0019101 | Relay output PCB | 4 | Slots 2,3,4 & 5 | EA | #REF! | #REF! | #REF!
|  |  |  | #REF! |  | #REF! |  |  | #REF! | #REF! |  | #REF! | DMAJ | ZN0019101 | Relay output PCB | 3 | Slots 2,3 & 5 | EA | #REF! | #REF! | #REF!
|  |  |  | #REF! |  | #REF! |  |  | #REF! | #REF! |  | #REF! | EMAJ | ZN0019101 | Relay output PCB | 2 | Slots 2 & 5 | EA | #REF! | #REF! | #REF!
|  |  |  | #REF! |  | #REF! |  |  | #REF! | #REF! |  | #REF! | KMAJ | ZN0019101 | Relay output PCB | 3 | Slots 2,3 & 5 | EA | #REF! | #REF! | #REF!
|  |  |  | #REF! |  | #REF! |  |  | #REF! | #REF! |  | #REF! | LMAJ | ZN0019101 | Relay output PCB | 2 | Slots 2 & 5 | EA | #REF! | #REF! | #REF!
|  |  |  | #REF! |  | #REF! |  |  | #REF! | #REF! |  | #REF! | DMAJ | ZN0019102 | Fast + Standard Trip PCB | 1 | Slot 4 | EA | #REF! | #REF! | #REF!
|  |  |  | #REF! |  | #REF! |  |  | #REF! | #REF! |  | #REF! | EMAJ | ZN0019102 | Fast + Standard Trip PCB | 2 | Slots 3 & 4 | EA | #REF! | #REF! | #REF!
|  |  |  | #REF! |  | #REF! |  |  | #REF! | #REF! |  | #REF! | KMAJ | ZN0019102 | Fast + Standard Trip PCB | 1 | Slot 4 | EA | #REF! | #REF! | #REF!
|  |  |  | #REF! |  | #REF! |  |  |  | #REF! |  | #REF! | AMK | ZN0019101 | Relay output PCB | 4 | Slots 2,3,4 & 5 | EA | #REF! | #REF! | #REF!
|  |  |  | #REF! |  | #REF! |  |  |  | #REF! |  | #REF! | BMK | ZN0019101 | Relay output PCB | 4 | Slots 2,3,4 & 5 | EA | #REF! | #REF! | #REF!
|  |  |  | #REF! |  | #REF! |  |  |  | #REF! |  | #REF! | HMK | ZN0019101 | Relay output PCB | 4 | Slots 2,3,4 & 5 | EA | #REF! | #REF! | #REF!
|  |  |  | #REF! |  | #REF! |  |  |  | #REF! |  | #REF! | JMK | ZN0019101 | Relay output PCB | 4 | Slots 2,3,4 & 5 | EA | #REF! | #REF! | #REF!
|  |  |  | #REF! |  | #REF! |  |  |  | #REF! |  | #REF! | DMK | ZN0019101 | Relay output PCB | 3 | Slots 2,3 & 5 | EA | #REF! | #REF! | #REF!
|  |  |  | #REF! |  | #REF! |  |  |  | #REF! |  | #REF! | EMK | ZN0019101 | Relay output PCB | 2 | Slots 2 & 5 | EA | #REF! | #REF! | #REF!
|  |  |  | #REF! |  | #REF! |  |  |  | #REF! |  | #REF! | KMK | ZN0019101 | Relay output PCB | 3 | Slots 2,3 & 5 | EA | #REF! | #REF! | #REF!
|  |  |  | #REF! |  | #REF! |  |  |  | #REF! |  | #REF! | LMK | ZN0019101 | Relay output PCB | 2 | Slots 2 & 5 | EA | #REF! | #REF! | #REF!
|  |  |  | #REF! |  | #REF! |  |  |  | #REF! |  | #REF! | DMK | ZN0019102 | Fast + Standard Trip PCB | 1 | Slot 4 | EA | #REF! | #REF! | #REF!
|  |  |  | #REF! |  | #REF! |  |  |  | #REF! |  | #REF! | EMK | ZN0019102 | Fast + Standard Trip PCB | 2 | Slots 3 & 4 | EA | #REF! | #REF! | #REF!
|  |  |  | #REF! |  | #REF! |  |  |  | #REF! |  | #REF! | KMK | ZN0019102 | Fast + Standard Trip PCB | 1 | Slot 4 | EA | #REF! | #REF! | #REF!
|  |  |  | #REF! |  | #REF! | [5 empty] | #REF! | AM | ZN0019101 | Relay output PCB | 4 | Slots 2,3,4 & 5 | EA | #REF! | #REF! | #REF!
|  |  |  | #REF! |  | #REF! | [5 empty] | #REF! | BM | ZN0019101 | Relay output PCB | 4 | Slots 2,3,4 & 5 | EA | #REF! | #REF! | #REF!
|  |  |  | #REF! |  | #REF! | [5 empty] | #REF! | HM | ZN0019101 | Relay output PCB | 4 | Slots 2,3,4 & 5 | EA | #REF! | #REF! | #REF!
|  |  |  | #REF! |  | #REF! | [5 empty] | #REF! | JM | ZN0019101 | Relay output PCB | 4 | Slots 2,3,4 & 5 | EA | #REF! | #REF! | #REF!
|  |  |  | #REF! |  | #REF! | [5 empty] | #REF! | DM | ZN0019101 | Relay output PCB | 3 | Slots 2,3 & 5 | EA | #REF! | #REF! | #REF!
|  |  |  | #REF! |  | #REF! | [5 empty] | #REF! | EM | ZN0019101 | Relay output PCB | 2 | Slots 2 & 5 | EA | #REF! | #REF! | #REF!
|  |  |  | #REF! |  | #REF! | [5 empty] | #REF! | KM | ZN0019101 | Relay output PCB | 3 | Slots 2,3 & 5 | EA | #REF! | #REF! | #REF!
|  |  |  | #REF! |  | #REF! | [5 empty] | #REF! | LM | ZN0019101 | Relay output PCB | 2 | Slots 2 & 5 | EA | #REF! | #REF! | #REF!
|  |  |  | #REF! |  | #REF! | [5 empty] | #REF! | DM | ZN0019102 | Fast + Standard Trip PCB | 1 | Slot 4 | EA | #REF! | #REF! | #REF!
|  |  |  | #REF! |  | #REF! | [5 empty] | #REF! | EM | ZN0019102 | Fast + Standard Trip PCB | 2 | Slots 3 & 4 | EA | #REF! | #REF! | #REF!
|  |  |  | #REF! |  | #REF! | [5 empty] | #REF! | KM | ZN0019102 | Fast + Standard Trip PCB | 1 | Slot 4 | EA | #REF! | #REF! | #REF!
|  |  |  | #REF! |  | #REF! |  |  | #REF! | #REF! |  | #REF! | AM1J | ZN0019101 | Relay output PCB | 4 | Slots 2,3,4 & 5 | EA | #REF! | #REF! | #REF!
|  |  |  | #REF! |  | #REF! |  |  | #REF! | #REF! |  | #REF! | BM1J | ZN0019101 | Relay output PCB | 4 | Slots 2,3,4 & 5 | EA | #REF! | #REF! | #REF!
|  |  |  | #REF! |  | #REF! |  |  | #REF! | #REF! |  | #REF! | HM1J | ZN0019101 | Relay output PCB | 4 | Slots 2,3,4 & 5 | EA | #REF! | #REF! | #REF!
|  |  |  | #REF! |  | #REF! |  |  | #REF! | #REF! |  | #REF! | JM1J | ZN0019101 | Relay output PCB | 4 | Slots 2,3,4 & 5 | EA | #REF! | #REF! | #REF!
|  |  |  | #REF! |  | #REF! |  |  | #REF! | #REF! |  | #REF! | DM1J | ZN0019101 | Relay output PCB | 3 | Slots 2,3 & 5 | EA | #REF! | #REF! | #REF!
|  |  |  | #REF! |  | #REF! |  |  | #REF! | #REF! |  | #REF! | EM1J | ZN0019101 | Relay output PCB | 2 | Slots 2 & 5 | EA | #REF! | #REF! | #REF!
|  |  |  | #REF! |  | #REF! |  |  | #REF! | #REF! |  | #REF! | KM1J | ZN0019101 | Relay output PCB | 3 | Slots 2,3 & 5 | EA | #REF! | #REF! | #REF!
|  |  |  | #REF! |  | #REF! |  |  | #REF! | #REF! |  | #REF! | LM1J | ZN0019101 | Relay output PCB | 2 | Slots 2 & 5 | EA | #REF! | #REF! | #REF!
|  |  |  | #REF! |  | #REF! |  |  | #REF! | #REF! |  | #REF! | DM1J | ZN0019102 | Fast + Standard Trip PCB | 1 | Slot 4 | EA | #REF! | #REF! | #REF!
|  |  |  | #REF! |  | #REF! |  |  | #REF! | #REF! |  | #REF! | EM1J | ZN0019102 | Fast + Standard Trip PCB | 2 | Slots 3 & 4 | EA | #REF! | #REF! | #REF!
|  |  |  | #REF! |  | #REF! |  |  | #REF! | #REF! |  | #REF! | KM1J | ZN0019102 | Fast + Standard Trip PCB | 1 | Slot 4 | EA | #REF! | #REF! | #REF!
|  |  |  | #REF! |  | #REF! |  |  | #REF! | #REF! |  | #REF! | AM2J | ZN0019101 | Relay output PCB | 4 | Slots 2,3,4 & 5 | EA | #REF! | #REF! | #REF!
|  |  |  | #REF! |  | #REF! |  |  | #REF! | #REF! |  | #REF! | BM2J | ZN0019101 | Relay output PCB | 4 | Slots 2,3,4 & 5 | EA | #REF! | #REF! | #REF!
|  |  |  | #REF! |  | #REF! |  |  | #REF! | #REF! |  | #REF! | HM2J | ZN0019101 | Relay output PCB | 4 | Slots 2,3,4 & 5 | EA | #REF! | #REF! | #REF!
|  |  |  | #REF! |  | #REF! |  |  | #REF! | #REF! |  | #REF! | JM2J | ZN0019101 | Relay output PCB | 4 | Slots 2,3,4 & 5 | EA | #REF! | #REF! | #REF!
|  |  |  | #REF! |  | #REF! |  |  | #REF! | #REF! |  | #REF! | DM2J | ZN0019101 | Relay output PCB | 3 | Slots 2,3 & 5 | EA | #REF! | #REF! | #REF!
|  |  |  | #REF! |  | #REF! |  |  | #REF! | #REF! |  | #REF! | EM2J | ZN0019101 | Relay output PCB | 2 | Slots 2 & 5 | EA | #REF! | #REF! | #REF!
|  |  |  | #REF! |  | #REF! |  |  | #REF! | #REF! |  | #REF! | KM2J | ZN0019101 | Relay output PCB | 3 | Slots 2,3 & 5 | EA | #REF! | #REF! | #REF!
|  |  |  | #REF! |  | #REF! |  |  | #REF! | #REF! |  | #REF! | LM2J | ZN0019101 | Relay output PCB | 2 | Slots 2 & 5 | EA | #REF! | #REF! | #REF!
|  |  |  | #REF! |  | #REF! |  |  | #REF! | #REF! |  | #REF! | DM2J | ZN0019102 | Fast + Standard Trip PCB | 1 | Slot 4 | EA | #REF! | #REF! | #REF!
|  |  |  | #REF! |  | #REF! |  |  | #REF! | #REF! |  | #REF! | EM2J | ZN0019102 | Fast + Standard Trip PCB | 2 | Slots 3 & 4 | EA | #REF! | #REF! | #REF!
|  |  |  | #REF! |  | #REF! |  |  | #REF! | #REF! |  | #REF! | KM2J | ZN0019102 | Fast + Standard Trip PCB | 1 | Slot 4 | EA | #REF! | #REF! | #REF!
[10 empty] | #REF! |  | #REF! | P | ZN0020202 | PX40 Coprocessor Board | 1 |  |  | #REF!
[6 empty] | #REF! | [5 empty] | #REF! | R | GN0631001 | COMMON PARTS | 1 |  |  | #REF!
[6 empty] | #REF! |  |  |  | #REF! |  | #REF! | RP | GN0178003 | USER INTERFACE (40TE) PHASE 2 | 1 |  |  | #REF!
[6 empty] | #REF! |  |  |  | #REF! |  | #REF! | RP | GN2037001 | Blanking plate | 1 |  |  | #REF!
[6 empty] | #REF! |  |  |  | #REF! |  | #REF! | MA | ZN0003003 | Co-processor PCB | 1 | Ref 5, Slot 12 | EA | #REF! | #REF! | #REF!
[6 empty] | #REF! |  |  |  | #REF! |  | #REF! | MB | ZN0020002 | Co-processor PCB | 1 | Ref 5, Slot 12 | EA | #REF! | #REF! | #REF!
[6 empty] | #REF! |  |  |  | #REF! |  | #REF! | MC | ZN0020002 | Co-processor PCB | 1 | Ref 5, Slot 12 | EA | #REF! | #REF! | #REF!
[6 empty] | #REF! |  |  |  | #REF! |  | #REF! | MG | ZN0017002 | Opto Input PCB | 2 | Ref 3, Slots 8 & 9 | EA | #REF! | #REF! | #REF!
[6 empty] | #REF! |  |  |  | #REF! |  | #REF! | MH | ZN0017002 | Opto Input PCB | 2 | Ref 3, Slots 8 & 9 | EA | #REF! | #REF! | #REF!
[6 empty] | #REF! |  |  | #REF! | #REF! |  | #REF! | M0J | ZN0017212 | Opto Input PCB | 2 | Ref 3, Slots 8 & 9 | EA | #REF! | #REF! | #REF!
[6 empty] | #REF! |  |  | #REF! | #REF! |  | #REF! | MAJ | ZN0017212 | Opto Input PCB | 2 | Ref 3, Slots 8 & 9 | EA | #REF! | #REF! | #REF!
[6 empty] | #REF! |  |  | #REF! | #REF! |  | #REF! | M1J | ZN0017212 | Opto Input PCB | 2 | Ref 3, Slots 8 & 9 | EA | #REF! | #REF! | #REF!
[6 empty] | #REF! |  |  | #REF! | #REF! |  | #REF! | M2J | ZN0017212 | Opto Input PCB | 2 | Ref 3, Slots 8 & 9 | EA | #REF! | #REF! | #REF!
[6 empty] | #REF! |  |  | #REF! | #REF! |  | #REF! | M4J | ZN0017212 | Opto Input PCB | 2 | Ref 3, Slots 8 & 9 | EA | #REF! | #REF! | #REF!
|  |  | #REF! |  |  | #REF! | [5 empty] | #REF! | 2M | ZN0007001 | IRIG-B | 1 | Ref 6, Slot 14 | EA | #REF! | #REF! | #REF!
|  |  | #REF! |  |  | #REF! | [5 empty] | #REF! | M3 | ZN0007002 | Fibre Optic Converter | 1 | Ref 6, Slot 14 | EA | #REF! | #REF! | #REF!
|  |  | #REF! |  |  | #REF! | [5 empty] | #REF! | 4M | ZN0007003 | IRIG-B & Fibre Optic Converter | 1 | Ref 6, Slot 14 | EA | #REF! | #REF! | #REF!
|  |  | #REF! |  |  | #REF! | [5 empty] | #REF! | 5M | ZN0012001 | Ethernet (10 MHz) | 1 | Ref 6, Slot 14 | EA | #REF! | #REF! | #REF!
|  |  | #REF! |  | #REF! | #REF! | [5 empty] | #REF! | 56M | ZN0012004 | Ethernet (100 MHz) | 1 | Ref 6, Slot 14 | EA | #REF! | #REF! | #REF!
|  |  | #REF! |  | #REF! | #REF! | [5 empty] | #REF! | 65M | ZN0012004 | Ethernet (100 MHz) | 1 | Ref 6, Slot 14 | EA | #REF! | #REF! | #REF!
|  |  | #REF! |  |  | #REF! | [5 empty] | #REF! | 8M | ZN0025001 | IRIG-B + Rear Courier port & Integral Intertrip | 1 | Ref 6, Slot 14 | EA | #REF! | #REF! | #REF!
|  |  | #REF! |  |  | #REF! | [5 empty] | #REF! | 7M | ZN0025002 | Rear Courier port & Integral Intertrip | 1 | Ref 6, Slot 14 | EA | #REF! | #REF! | #REF!
|  |  | #REF! |  |  | #REF! | [5 empty] | #REF! | FM | ZN0025001 | IRIG-B + Rear Courier port & Integral Intertrip | 1 | Ref 6, Slot 14 | EA | #REF! | #REF! | #REF!
|  |  | #REF! |  |  | #REF! | [5 empty] | #REF! | EM | ZN0025002 | Rear Courier port & Integral Intertrip | 1 | Ref 6, Slot 14 | EA | #REF! | #REF! | #REF!
|  |  | #REF! |  | #REF! | #REF! | [5 empty] | #REF! | 66M | ZN0049001 | Px40 100Mhz Ethernet Bd | 1 | Ref 6, Slot 14 | EA | #REF! | #REF! | #REF!
|  |  | #REF! |  |  | #REF! | [5 empty] | #REF! | AM | ZN0049002 | Px40 100Mhz Ethernet bd | 1 | Ref 6, Slot 14 | EA | #REF! | #REF! | #REF!
|  |  | #REF! |  |  | #REF! | [5 empty] | #REF! | BM | ZN0049003 | Px40 100Mhz Ethernet bd | 1 | Ref 6, Slot 14 | EA | #REF! | #REF! | #REF!
|  |  | #REF! |  |  | #REF! | [5 empty] | #REF! | CM | ZN0049004 | Px40 Non-Mod IRIG-B bd | 1 | Ref 6, Slot 14 | EA | #REF! | #REF! | #REF!
|  |  | #REF! | [8 empty] | #REF! | G | ZB9800801 | License for VxWorks | 1 | Ref 6, Slot 14 | EA | #REF! | #REF! | #REF!
|  |  | #REF! | [8 empty] | #REF! | H | ZB9800801 | License for VxWorks | 1 | Ref 6, Slot 14 | EA | #REF! | #REF! | #REF!
|  |  | #REF! | [8 empty] | #REF! | J | ZB9800801 | License for VxWorks | 1 | Ref 6, Slot 14 | EA | #REF! | #REF! | #REF!
|  |  | #REF! | [8 empty] | #REF! | K | ZB9800801 | License for VxWorks | 1 | Ref 6, Slot 14 | EA | #REF! | #REF! | #REF!
|  |  | #REF! | [8 empty] | #REF! | L | ZB9800801 | License for VxWorks | 1 | Ref 6, Slot 14 | EA | #REF! | #REF! | #REF!
|  |  | #REF! | [8 empty] | #REF! | M | ZB9800801 | License for VxWorks | 1 | Ref 6, Slot 14 | EA | #REF! | #REF! | #REF!
|  |  | #REF! | [8 empty] | #REF! | G | ZB9800802 | Sisco License for MMS-Ease Lite | 1 | Ref 6, Slot 14 | EA | #REF! | #REF! | #REF!
|  |  | #REF! | [8 empty] | #REF! | H | ZB9800802 | Sisco License for MMS-Ease Lite | 1 | Ref 6, Slot 14 | EA | #REF! | #REF! | #REF!
|  |  | #REF! | [8 empty] | #REF! | J | ZB9800802 | Sisco License for MMS-Ease Lite | 1 | Ref 6, Slot 14 | EA | #REF! | #REF! | #REF!
|  |  | #REF! | [8 empty] | #REF! | K | ZB9800802 | Sisco License for MMS-Ease Lite | 1 | Ref 6, Slot 14 | EA | #REF! | #REF! | #REF!
|  |  | #REF! | [8 empty] | #REF! | L | ZB9800802 | Sisco License for MMS-Ease Lite | 1 | Ref 6, Slot 14 | EA | #REF! | #REF! | #REF!
|  |  | #REF! | [8 empty] | #REF! | M | ZB9800802 | Sisco License for MMS-Ease Lite | 1 | Ref 6, Slot 14 | EA | #REF! | #REF! | #REF!
|  |  | #REF! |  |  | #REF! | [5 empty] | #REF! | GM | ZN0071001 | Redundant Ethernet Self-Healing Ring, 2 multi-mode fibre ports + Modulated IRIG-B | 1 | Ref 6, Slot 14 | EA | #REF! | #REF! | #REF!
|  |  | #REF! |  |  | #REF! | [5 empty] | #REF! | HM | ZN0071002 | Redundant Ethernet Self-Healing Ring, 2 multi-mode fibre ports + Un-modulated IRIG-B | 1 | Ref 6, Slot 14 | EA | #REF! | #REF! | #REF!
|  |  | #REF! |  |  | #REF! | [5 empty] | #REF! | JM | ZN0071005 | Redundant Ethernet RSTP, 2 multi-mode fibre ports + Modulated IRIG-B | 1 | Ref 6, Slot 14 | EA | #REF! | #REF! | #REF!
|  |  | #REF! |  |  | #REF! | [5 empty] | #REF! | KM | ZN0071006 | Redundant Ethernet RSTP, 2 multi-mode fibre ports + Un-modulated IRIG-B | 1 | Ref 6, Slot 14 | EA | #REF! | #REF! | #REF!
|  |  | #REF! |  |  | #REF! | [5 empty] | #REF! | LM | ZN0071007 | Redundant Ethernet Dual-Homing Star, 2 multi-mode fibre ports + Modulated IRIG-B | 1 | Ref 6, Slot 14 | EA | #REF! | #REF! | #REF!
|  |  | #REF! |  |  | #REF! | [5 empty] | #REF! | MM | ZN0071008 | Redundant Ethernet Dual-Homing Star, 2 multi-mode fibre ports + Un-modulated IRIG-B | 1 | Ref 6, Slot 14 | EA | #REF! | #REF! | #REF!
|  |  | #REF! | [8 empty] | #REF! | N | ZN0071009 | REB - ST MULTI MODE FIBRE MOD. IRIG-B - PRP | 1 | Ref 6, Slot 14 | EA | #REF! | #REF! | #REF!
|  |  | #REF! | [8 empty] | #REF! | P | ZN0071010 | REB - ST MULTI MODE FIBRE DEMOD. IRIG-B PRP | 1 | Ref 6, Slot 14 | EA | #REF! | #REF! | #REF!
|  |  | #REF! | [8 empty] | #REF! | R | ZN0087001 | PX40 - Redundant Ethernet board FO with Universal IRIG-B (Dual Fiber) | 1 | Ref 6, Slot 14 | EA | #REF! | #REF! | #REF!
|  |  | #REF! | [8 empty] | #REF! | S | ZN0087002 | Redundant Ethernet board Cu with Universal IRIG-B (Dual Cu) | 1 | Ref 6, Slot 14 | EA | #REF! | #REF! | #REF!
|  |  | #REF! | [8 empty] | #REF! | T | ZN0087003 | PX40 - Ethernet board wth Universal IRIG-B (Single Cu / single Fiber) | 1 | Ref 6, Slot 14 | EA | #REF! | #REF! | #REF!
|  |  |  | #REF! |  | #REF! |  |  | #REF! | #REF! |  | #REF! | AM0H | ZN0031101 | Relay output PCB | 2 | Ref 7, Slots 6 & 7 | EA | #REF! | #REF! | #REF!
|  |  |  | #REF! |  | #REF! |  |  | #REF! | #REF! |  | #REF! | BM0H | ZN0031101 | Relay output PCB | 2 | Ref 7, Slots 6 & 7 | EA | #REF! | #REF! | #REF!
|  |  |  | #REF! |  | #REF! |  |  | #REF! | #REF! |  | #REF! | DM0H | ZN0031101 | Relay output PCB | 2 | Ref 7, Slots 6 & 7 | EA | #REF! | #REF! | #REF!
|  |  |  | #REF! |  | #REF! |  |  | #REF! | #REF! |  | #REF! | EM0H | ZN0031101 | Relay output PCB | 2 | Ref 7, Slots 6 & 7 | EA | #REF! | #REF! | #REF!
|  |  |  | #REF! |  | #REF! |  |  | #REF! |  |  | #REF! | HM0 | ZN0031101 | Relay output PCB | 2 | Ref 7, Slots 6 & 7 | EA | #REF! | #REF! | #REF!
|  |  |  | #REF! |  | #REF! |  |  | #REF! |  |  | #REF! | JM0 | ZN0031101 | Relay output PCB | 2 | Ref 7, Slots 6 & 7 | EA | #REF! | #REF! | #REF!
|  |  |  | #REF! |  | #REF! |  |  | #REF! |  |  | #REF! | KM0 | ZN0031101 | Relay output PCB | 2 | Ref 7, Slots 6 & 7 | EA | #REF! | #REF! | #REF!
|  |  |  | #REF! |  | #REF! |  |  | #REF! |  |  | #REF! | LM0 | ZN0031101 | Relay output PCB | 2 | Ref 7, Slots 6 & 7 | EA | #REF! | #REF! | #REF!
|  |  |  | #REF! |  | #REF! |  |  | #REF! | #REF! |  | #REF! | AMAH | ZN0031101 | Relay output PCB | 2 | Ref 7, Slots 6 & 7 | EA | #REF! | #REF! | #REF!
|  |  |  | #REF! |  | #REF! |  |  | #REF! | #REF! |  | #REF! | BMAH | ZN0031101 | Relay output PCB | 2 | Ref 7, Slots 6 & 7 | EA | #REF! | #REF! | #REF!
|  |  |  | #REF! |  | #REF! |  |  | #REF! | #REF! |  | #REF! | DMAH | ZN0031101 | Relay output PCB | 2 | Ref 7, Slots 6 & 7 | EA | #REF! | #REF! | #REF!
|  |  |  | #REF! |  | #REF! |  |  | #REF! | #REF! |  | #REF! | EMAH | ZN0031101 | Relay output PCB | 2 | Ref 7, Slots 6 & 7 | EA | #REF! | #REF! | #REF!
|  |  |  | #REF! |  | #REF! |  |  | #REF! |  |  | #REF! | HMA | ZN0031101 | Relay output PCB | 2 | Ref 7, Slots 6 & 7 | EA | #REF! | #REF! | #REF!
|  |  |  | #REF! |  | #REF! |  |  | #REF! |  |  | #REF! | JMA | ZN0031101 | Relay output PCB | 2 | Ref 7, Slots 6 & 7 | EA | #REF! | #REF! | #REF!
|  |  |  | #REF! |  | #REF! |  |  | #REF! |  |  | #REF! | KMA | ZN0031101 | Relay output PCB | 2 | Ref 7, Slots 6 & 7 | EA | #REF! | #REF! | #REF!
|  |  |  | #REF! |  | #REF! |  |  | #REF! |  |  | #REF! | LMA | ZN0031101 | Relay output PCB | 2 | Ref 7, Slots 6 & 7 | EA | #REF! | #REF! | #REF!
|  |  |  | #REF! |  | #REF! |  |  | #REF! | #REF! |  | #REF! | AM1H | ZN0031101 | Relay output PCB | 2 | Ref 7, Slots 6 & 7 | EA | #REF! | #REF! | #REF!
|  |  |  | #REF! |  | #REF! |  |  | #REF! | #REF! |  | #REF! | BM1H | ZN0031101 | Relay output PCB | 2 | Ref 7, Slots 6 & 7 | EA | #REF! | #REF! | #REF!
|  |  |  | #REF! |  | #REF! |  |  | #REF! | #REF! |  | #REF! | DM1H | ZN0031101 | Relay output PCB | 2 | Ref 7, Slots 6 & 7 | EA | #REF! | #REF! | #REF!
|  |  |  | #REF! |  | #REF! |  |  | #REF! | #REF! |  | #REF! | EM1H | ZN0031101 | Relay output PCB | 2 | Ref 7, Slots 6 & 7 | EA | #REF! | #REF! | #REF!
|  |  |  | #REF! |  | #REF! |  |  | #REF! |  |  | #REF! | HM1 | ZN0031101 | Relay output PCB | 2 | Ref 7, Slots 6 & 7 | EA | #REF! | #REF! | #REF!
|  |  |  | #REF! |  | #REF! |  |  | #REF! |  |  | #REF! | JM1 | ZN0031101 | Relay output PCB | 2 | Ref 7, Slots 6 & 7 | EA | #REF! | #REF! | #REF!
|  |  |  | #REF! |  | #REF! |  |  | #REF! |  |  | #REF! | KM1 | ZN0031101 | Relay output PCB | 2 | Ref 7, Slots 6 & 7 | EA | #REF! | #REF! | #REF!
|  |  |  | #REF! |  | #REF! |  |  | #REF! |  |  | #REF! | LM1 | ZN0031101 | Relay output PCB | 2 | Ref 7, Slots 6 & 7 | EA | #REF! | #REF! | #REF!
|  |  |  | #REF! |  | #REF! |  |  | #REF! | #REF! |  | #REF! | AM2H | ZN0031101 | Relay output PCB | 2 | Ref 7, Slots 6 & 7 | EA | #REF! | #REF! | #REF!
|  |  |  | #REF! |  | #REF! |  |  | #REF! | #REF! |  | #REF! | BM2H | ZN0031101 | Relay output PCB | 2 | Ref 7, Slots 6 & 7 | EA | #REF! | #REF! | #REF!
|  |  |  | #REF! |  | #REF! |  |  | #REF! | #REF! |  | #REF! | DM2H | ZN0031101 | Relay output PCB | 2 | Ref 7, Slots 6 & 7 | EA | #REF! | #REF! | #REF!
|  |  |  | #REF! |  | #REF! |  |  | #REF! | #REF! |  | #REF! | EM2H | ZN0031101 | Relay output PCB | 2 | Ref 7, Slots 6 & 7 | EA | #REF! | #REF! | #REF!
|  |  |  | #REF! |  | #REF! |  |  | #REF! |  |  | #REF! | HM2 | ZN0031101 | Relay output PCB | 2 | Ref 7, Slots 6 & 7 | EA | #REF! | #REF! | #REF!
|  |  |  | #REF! |  | #REF! |  |  | #REF! |  |  | #REF! | JM2 | ZN0031101 | Relay output PCB | 2 | Ref 7, Slots 6 & 7 | EA | #REF! | #REF! | #REF!
|  |  |  | #REF! |  | #REF! |  |  | #REF! |  |  | #REF! | KM2 | ZN0031101 | Relay output PCB | 2 | Ref 7, Slots 6 & 7 | EA | #REF! | #REF! | #REF!
|  |  |  | #REF! |  | #REF! |  |  | #REF! |  |  | #REF! | LM2 | ZN0031101 | Relay output PCB | 2 | Ref 7, Slots 6 & 7 | EA | #REF! | #REF! | #REF!
|  |  |  | #REF! |  | #REF! |  |  |  | #REF! |  | #REF! | CMK | ZN0019101 | Relay output PCB | 1 | Ref 2, Slot 2 | EA | #REF! | #REF! | #REF!
|  |  |  | #REF! |  | #REF! |  |  |  | #REF! |  | #REF! | CMK | ZN0031101 | Relay output PCB | 2 | Ref 7, Slots 6 & 7 | EA | #REF! | #REF! | #REF!
|  |  |  | #REF! |  | #REF! |  |  |  | #REF! |  | #REF! | CMK | ZN0042001 | High Break Output PCB | 3 | Ref 9, Slots 3, 4 & 5 | EA | #REF! | #REF! | #REF!
|  |  |  | #REF! | [5 empty] | #REF! |  | #REF! | CM | ZN0019101 | Relay output PCB | 1 | Ref 2, Slot 2 | EA | #REF! | #REF! | #REF!
|  |  |  | #REF! | [5 empty] | #REF! |  | #REF! | CM | ZN0031101 | Relay output PCB | 2 | Ref 7, Slots 6 & 7 | EA | #REF! | #REF! | #REF!
|  |  |  | #REF! | [5 empty] | #REF! |  | #REF! | CM | ZN0042001 | High Break Output PCB | 3 | Ref 9, Slots 3, 4 & 5 | EA | #REF! | #REF! | #REF!
|  |  |  | #REF! |  | #REF! |  |  | #REF! | #REF! |  | #REF! | AN0J | ZN0019101 | Relay output PCB | 4 | Slots 2,3,4 & 5 | EA | #REF! | #REF! | #REF!
|  |  |  | #REF! |  | #REF! |  |  | #REF! | #REF! |  | #REF! | BN0J | ZN0019101 | Relay output PCB | 4 | Slots 2,3,4 & 5 | EA | #REF! | #REF! | #REF!
|  |  |  | #REF! |  | #REF! |  |  | #REF! | #REF! |  | #REF! | HN0J | ZN0019101 | Relay output PCB | 4 | Slots 2,3,4 & 5 | EA | #REF! | #REF! | #REF!
|  |  |  | #REF! |  | #REF! |  |  | #REF! | #REF! |  | #REF! | JN0J | ZN0019101 | Relay output PCB | 4 | Slots 2,3,4 & 5 | EA | #REF! | #REF! | #REF!
|  |  |  | #REF! |  | #REF! |  |  | #REF! | #REF! |  | #REF! | DN0J | ZN0019101 | Relay output PCB | 3 | Slots 2,3 & 5 | EA | #REF! | #REF! | #REF!
|  |  |  | #REF! |  | #REF! |  |  | #REF! | #REF! |  | #REF! | EN0J | ZN0019101 | Relay output PCB | 2 | Slots 2 & 5 | EA | #REF! | #REF! | #REF!
|  |  |  | #REF! |  | #REF! |  |  | #REF! | #REF! |  | #REF! | KN0J | ZN0019101 | Relay output PCB | 3 | Slots 2,3 & 5 | EA | #REF! | #REF! | #REF!
|  |  |  | #REF! |  | #REF! |  |  | #REF! | #REF! |  | #REF! | LN0J | ZN0019101 | Relay output PCB | 2 | Slots 2 & 5 | EA | #REF! | #REF! | #REF!
|  |  |  | #REF! |  | #REF! |  |  | #REF! | #REF! |  | #REF! | DN0J | ZN0019102 | Fast + Standard Trip PCB | 1 | Slot 4 | EA | #REF! | #REF! | #REF!
|  |  |  | #REF! |  | #REF! |  |  | #REF! | #REF! |  | #REF! | EN0J | ZN0019102 | Fast + Standard Trip PCB | 2 | Slots 3 & 4 | EA | #REF! | #REF! | #REF!
|  |  |  | #REF! |  | #REF! |  |  | #REF! | #REF! |  | #REF! | KN0J | ZN0019102 | Fast + Standard Trip PCB | 1 | Slot 4 | EA | #REF! | #REF! | #REF!
|  |  |  | #REF! |  | #REF! |  |  | #REF! | #REF! |  | #REF! | ANAJ | ZN0019101 | Relay output PCB | 4 | Slots 2,3,4 & 5 | EA | #REF! | #REF! | #REF!
|  |  |  | #REF! |  | #REF! |  |  | #REF! | #REF! |  | #REF! | BNAJ | ZN0019101 | Relay output PCB | 4 | Slots 2,3,4 & 5 | EA | #REF! | #REF! | #REF!
|  |  |  | #REF! |  | #REF! |  |  | #REF! | #REF! |  | #REF! | HNAJ | ZN0019101 | Relay output PCB | 4 | Slots 2,3,4 & 5 | EA | #REF! | #REF! | #REF!
|  |  |  | #REF! |  | #REF! |  |  | #REF! | #REF! |  | #REF! | JNAJ | ZN0019101 | Relay output PCB | 4 | Slots 2,3,4 & 5 | EA | #REF! | #REF! | #REF!
|  |  |  | #REF! |  | #REF! |  |  | #REF! | #REF! |  | #REF! | DNAJ | ZN0019101 | Relay output PCB | 3 | Slots 2,3 & 5 | EA | #REF! | #REF! | #REF!
|  |  |  | #REF! |  | #REF! |  |  | #REF! | #REF! |  | #REF! | ENAJ | ZN0019101 | Relay output PCB | 2 | Slots 2 & 5 | EA | #REF! | #REF! | #REF!
|  |  |  | #REF! |  | #REF! |  |  | #REF! | #REF! |  | #REF! | KNAJ | ZN0019101 | Relay output PCB | 3 | Slots 2,3 & 5 | EA | #REF! | #REF! | #REF!
|  |  |  | #REF! |  | #REF! |  |  | #REF! | #REF! |  | #REF! | LNAJ | ZN0019101 | Relay output PCB | 2 | Slots 2 & 5 | EA | #REF! | #REF! | #REF!
|  |  |  | #REF! |  | #REF! |  |  | #REF! | #REF! |  | #REF! | DNAJ | ZN0019102 | Fast + Standard Trip PCB | 1 | Slot 4 | EA | #REF! | #REF! | #REF!
|  |  |  | #REF! |  | #REF! |  |  | #REF! | #REF! |  | #REF! | ENAJ | ZN0019102 | Fast + Standard Trip PCB | 2 | Slots 3 & 4 | EA | #REF! | #REF! | #REF!
|  |  |  | #REF! |  | #REF! |  |  | #REF! | #REF! |  | #REF! | KNAJ | ZN0019102 | Fast + Standard Trip PCB | 1 | Slot 4 | EA | #REF! | #REF! | #REF!
|  |  |  | #REF! |  | #REF! |  |  |  | #REF! |  | #REF! | ANK | ZN0019101 | Relay output PCB | 4 | Slots 2,3,4 & 5 | EA | #REF! | #REF! | #REF!
|  |  |  | #REF! |  | #REF! |  |  |  | #REF! |  | #REF! | BNK | ZN0019101 | Relay output PCB | 4 | Slots 2,3,4 & 5 | EA | #REF! | #REF! | #REF!
|  |  |  | #REF! |  | #REF! |  |  |  | #REF! |  | #REF! | HNK | ZN0019101 | Relay output PCB | 4 | Slots 2,3,4 & 5 | EA | #REF! | #REF! | #REF!
|  |  |  | #REF! |  | #REF! |  |  |  | #REF! |  | #REF! | JNK | ZN0019101 | Relay output PCB | 4 | Slots 2,3,4 & 5 | EA | #REF! | #REF! | #REF!
|  |  |  | #REF! |  | #REF! |  |  |  | #REF! |  | #REF! | DNK | ZN0019101 | Relay output PCB | 3 | Slots 2,3 & 5 | EA | #REF! | #REF! | #REF!
|  |  |  | #REF! |  | #REF! |  |  |  | #REF! |  | #REF! | ENK | ZN0019101 | Relay output PCB | 2 | Slots 2 & 5 | EA | #REF! | #REF! | #REF!
|  |  |  | #REF! |  | #REF! |  |  |  | #REF! |  | #REF! | KNK | ZN0019101 | Relay output PCB | 3 | Slots 2,3 & 5 | EA | #REF! | #REF! | #REF!
|  |  |  | #REF! |  | #REF! |  |  |  | #REF! |  | #REF! | LNK | ZN0019101 | Relay output PCB | 2 | Slots 2 & 5 | EA | #REF! | #REF! | #REF!
|  |  |  | #REF! |  | #REF! |  |  |  | #REF! |  | #REF! | DNK | ZN0019102 | Fast + Standard Trip PCB | 1 | Slot 4 | EA | #REF! | #REF! | #REF!
|  |  |  | #REF! |  | #REF! |  |  |  | #REF! |  | #REF! | ENK | ZN0019102 | Fast + Standard Trip PCB | 2 | Slots 3 & 4 | EA | #REF! | #REF! | #REF!
|  |  |  | #REF! |  | #REF! |  |  |  | #REF! |  | #REF! | KNK | ZN0019102 | Fast + Standard Trip PCB | 1 | Slot 4 | EA | #REF! | #REF! | #REF!
|  |  |  | #REF! |  | #REF! |  |  | #REF! | #REF! |  | #REF! | AN1J | ZN0019101 | Relay output PCB | 4 | Slots 2,3,4 & 5 | EA | #REF! | #REF! | #REF!
|  |  |  | #REF! |  | #REF! |  |  | #REF! | #REF! |  | #REF! | BN1J | ZN0019101 | Relay output PCB | 4 | Slots 2,3,4 & 5 | EA | #REF! | #REF! | #REF!
|  |  |  | #REF! |  | #REF! |  |  | #REF! | #REF! |  | #REF! | HN1J | ZN0019101 | Relay output PCB | 4 | Slots 2,3,4 & 5 | EA | #REF! | #REF! | #REF!
|  |  |  | #REF! |  | #REF! |  |  | #REF! | #REF! |  | #REF! | JN1J | ZN0019101 | Relay output PCB | 4 | Slots 2,3,4 & 5 | EA | #REF! | #REF! | #REF!
|  |  |  | #REF! |  | #REF! |  |  | #REF! | #REF! |  | #REF! | DN1J | ZN0019101 | Relay output PCB | 3 | Slots 2,3 & 5 | EA | #REF! | #REF! | #REF!
|  |  |  | #REF! |  | #REF! |  |  | #REF! | #REF! |  | #REF! | EN1J | ZN0019101 | Relay output PCB | 2 | Slots 2 & 5 | EA | #REF! | #REF! | #REF!
|  |  |  | #REF! |  | #REF! |  |  | #REF! | #REF! |  | #REF! | KN1J | ZN0019101 | Relay output PCB | 3 | Slots 2,3 & 5 | EA | #REF! | #REF! | #REF!
|  |  |  | #REF! |  | #REF! |  |  | #REF! | #REF! |  | #REF! | LN1J | ZN0019101 | Relay output PCB | 2 | Slots 2 & 5 | EA | #REF! | #REF! | #REF!
|  |  |  | #REF! |  | #REF! |  |  | #REF! | #REF! |  | #REF! | DN1J | ZN0019102 | Fast + Standard Trip PCB | 1 | Slot 4 | EA | #REF! | #REF! | #REF!
|  |  |  | #REF! |  | #REF! |  |  | #REF! | #REF! |  | #REF! | EN1J | ZN0019102 | Fast + Standard Trip PCB | 2 | Slots 3 & 4 | EA | #REF! | #REF! | #REF!
|  |  |  | #REF! |  | #REF! |  |  | #REF! | #REF! |  | #REF! | KN1J | ZN0019102 | Fast + Standard Trip PCB | 1 | Slot 4 | EA | #REF! | #REF! | #REF!
|  |  |  | #REF! |  | #REF! |  |  | #REF! | #REF! |  | #REF! | AN2J | ZN0019101 | Relay output PCB | 4 | Slots 2,3,4 & 5 | EA | #REF! | #REF! | #REF!
|  |  |  | #REF! |  | #REF! |  |  | #REF! | #REF! |  | #REF! | BN2J | ZN0019101 | Relay output PCB | 4 | Slots 2,3,4 & 5 | EA | #REF! | #REF! | #REF!
|  |  |  | #REF! |  | #REF! |  |  | #REF! | #REF! |  | #REF! | HN2J | ZN0019101 | Relay output PCB | 4 | Slots 2,3,4 & 5 | EA | #REF! | #REF! | #REF!
|  |  |  | #REF! |  | #REF! |  |  | #REF! | #REF! |  | #REF! | JN2J | ZN0019101 | Relay output PCB | 4 | Slots 2,3,4 & 5 | EA | #REF! | #REF! | #REF!
|  |  |  | #REF! |  | #REF! |  |  | #REF! | #REF! |  | #REF! | DN2J | ZN0019101 | Relay output PCB | 3 | Slots 2,3 & 5 | EA | #REF! | #REF! | #REF!
|  |  |  | #REF! |  | #REF! |  |  | #REF! | #REF! |  | #REF! | EN2J | ZN0019101 | Relay output PCB | 2 | Slots 2 & 5 | EA | #REF! | #REF! | #REF!
|  |  |  | #REF! |  | #REF! |  |  | #REF! | #REF! |  | #REF! | KN2J | ZN0019101 | Relay output PCB | 3 | Slots 2,3 & 5 | EA | #REF! | #REF! | #REF!
|  |  |  | #REF! |  | #REF! |  |  | #REF! | #REF! |  | #REF! | LN2J | ZN0019101 | Relay output PCB | 2 | Slots 2 & 5 | EA | #REF! | #REF! | #REF!
|  |  |  | #REF! |  | #REF! |  |  | #REF! | #REF! |  | #REF! | DN2J | ZN0019102 | Fast + Standard Trip PCB | 1 | Slot 4 | EA | #REF! | #REF! | #REF!
|  |  |  | #REF! |  | #REF! |  |  | #REF! | #REF! |  | #REF! | EN2J | ZN0019102 | Fast + Standard Trip PCB | 2 | Slots 3 & 4 | EA | #REF! | #REF! | #REF!
|  |  |  | #REF! |  | #REF! |  |  | #REF! | #REF! |  | #REF! | KN2J | ZN0019102 | Fast + Standard Trip PCB | 1 | Slot 4 | EA | #REF! | #REF! | #REF!
[6 empty] | #REF! |  |  |  | #REF! |  | #REF! | NA | ZN0003003 | Co-processor PCB | 1 | Ref 5, Slot 12 | EA | #REF! | #REF! | #REF!
[6 empty] | #REF! |  |  |  | #REF! |  | #REF! | NB | ZN0020002 | Co-processor PCB | 1 | Ref 5, Slot 12 | EA | #REF! | #REF! | #REF!
[6 empty] | #REF! |  |  |  | #REF! |  | #REF! | NC | ZN0020002 | Co-processor PCB | 1 | Ref 5, Slot 12 | EA | #REF! | #REF! | #REF!
[6 empty] | #REF! |  |  |  | #REF! |  | #REF! | NG | ZN0017002 | Opto Input PCB | 2 | Ref 3, Slots 8 & 9 | EA | #REF! | #REF! | #REF!
[6 empty] | #REF! |  |  |  | #REF! |  | #REF! | NH | ZN0017002 | Opto Input PCB | 2 | Ref 3, Slots 8 & 9 | EA | #REF! | #REF! | #REF!
[6 empty] | #REF! |  |  | #REF! | #REF! |  | #REF! | N0J | ZN0017212 | Opto Input PCB | 2 | Ref 3, Slots 8 & 9 | EA | #REF! | #REF! | #REF!
[6 empty] | #REF! |  |  | #REF! | #REF! |  | #REF! | NAJ | ZN0017212 | Opto Input PCB | 2 | Ref 3, Slots 8 & 9 | EA | #REF! | #REF! | #REF!
[6 empty] | #REF! |  |  | #REF! | #REF! |  | #REF! | N1J | ZN0017212 | Opto Input PCB | 2 | Ref 3, Slots 8 & 9 | EA | #REF! | #REF! | #REF!
[6 empty] | #REF! |  |  | #REF! | #REF! |  | #REF! | N2J | ZN0017212 | Opto Input PCB | 2 | Ref 3, Slots 8 & 9 | EA | #REF! | #REF! | #REF!
[6 empty] | #REF! |  |  | #REF! | #REF! |  | #REF! | N4J | ZN0017212 | Opto Input PCB | 2 | Ref 3, Slots 8 & 9 | EA | #REF! | #REF! | #REF!
|  |  | #REF! |  |  | #REF! | [5 empty] | #REF! | 2N | ZN0007001 | IRIG-B | 1 | Ref 6, Slot 14 | EA | #REF! | #REF! | #REF!
|  |  | #REF! |  |  | #REF! | [5 empty] | #REF! | N3 | ZN0007002 | Fibre Optic Converter | 1 | Ref 6, Slot 14 | EA | #REF! | #REF! | #REF!
|  |  | #REF! |  |  | #REF! | [5 empty] | #REF! | 4N | ZN0007003 | IRIG-B & Fibre Optic Converter | 1 | Ref 6, Slot 14 | EA | #REF! | #REF! | #REF!
|  |  | #REF! |  |  | #REF! | [5 empty] | #REF! | 5N | ZN0012001 | Ethernet (10 MHz) | 1 | Ref 6, Slot 14 | EA | #REF! | #REF! | #REF!
|  |  | #REF! |  | #REF! | #REF! | [5 empty] | #REF! | 56N | ZN0012004 | Ethernet (100 MHz) | 1 | Ref 6, Slot 14 | EA | #REF! | #REF! | #REF!
|  |  | #REF! |  | #REF! | #REF! | [5 empty] | #REF! | 65N | ZN0012004 | Ethernet (100 MHz) | 1 | Ref 6, Slot 14 | EA | #REF! | #REF! | #REF!
|  |  | #REF! |  |  | #REF! | [5 empty] | #REF! | 8N | ZN0025001 | IRIG-B + Rear Courier port & Integral Intertrip | 1 | Ref 6, Slot 14 | EA | #REF! | #REF! | #REF!
|  |  | #REF! |  |  | #REF! | [5 empty] | #REF! | 7N | ZN0025002 | Rear Courier port & Integral Intertrip | 1 | Ref 6, Slot 14 | EA | #REF! | #REF! | #REF!
|  |  | #REF! |  |  | #REF! | [5 empty] | #REF! | FN | ZN0025001 | IRIG-B + Rear Courier port & Integral Intertrip | 1 | Ref 6, Slot 14 | EA | #REF! | #REF! | #REF!
|  |  | #REF! |  |  | #REF! | [5 empty] | #REF! | EN | ZN0025002 | Rear Courier port & Integral Intertrip | 1 | Ref 6, Slot 14 | EA | #REF! | #REF! | #REF!
|  |  | #REF! |  | #REF! | #REF! | [5 empty] | #REF! | 66N | ZN0049001 | Px40 100Mhz Ethernet Bd | 1 | Ref 6, Slot 14 | EA | #REF! | #REF! | #REF!
|  |  | #REF! |  |  | #REF! | [5 empty] | #REF! | AN | ZN0049002 | Px40 100Mhz Ethernet bd | 1 | Ref 6, Slot 14 | EA | #REF! | #REF! | #REF!
|  |  | #REF! |  |  | #REF! | [5 empty] | #REF! | BN | ZN0049003 | Px40 100Mhz Ethernet bd | 1 | Ref 6, Slot 14 | EA | #REF! | #REF! | #REF!
|  |  | #REF! |  |  | #REF! | [5 empty] | #REF! | CN | ZN0049004 | Px40 Non-Mod IRIG-B bd | 1 | Ref 6, Slot 14 | EA | #REF! | #REF! | #REF!
|  |  | #REF! |  |  | #REF! | [5 empty] | #REF! | GN | ZN0071001 | Redundant Ethernet Self-Healing Ring, 2 multi-mode fibre ports + Modulated IRIG-B | 1 | Ref 6, Slot 14 | EA | #REF! | #REF! | #REF!
|  |  | #REF! |  |  | #REF! | [5 empty] | #REF! | HN | ZN0071002 | Redundant Ethernet Self-Healing Ring, 2 multi-mode fibre ports + Un-modulated IRIG-B | 1 | Ref 6, Slot 14 | EA | #REF! | #REF! | #REF!
|  |  | #REF! |  |  | #REF! | [5 empty] | #REF! | JN | ZN0071005 | Redundant Ethernet RSTP, 2 multi-mode fibre ports + Modulated IRIG-B | 1 | Ref 6, Slot 14 | EA | #REF! | #REF! | #REF!
|  |  | #REF! |  |  | #REF! | [5 empty] | #REF! | KN | ZN0071006 | Redundant Ethernet RSTP, 2 multi-mode fibre ports + Un-modulated IRIG-B | 1 | Ref 6, Slot 14 | EA | #REF! | #REF! | #REF!
|  |  | #REF! |  |  | #REF! | [5 empty] | #REF! | LN | ZN0071007 | Redundant Ethernet Dual-Homing Star, 2 multi-mode fibre ports + Modulated IRIG-B | 1 | Ref 6, Slot 14 | EA | #REF! | #REF! | #REF!
|  |  | #REF! |  |  | #REF! | [5 empty] | #REF! | MN | ZN0071008 | Redundant Ethernet Dual-Homing Star, 2 multi-mode fibre ports + Un-modulated IRIG-B | 1 | Ref 6, Slot 14 | EA | #REF! | #REF! | #REF!
|  |  |  | #REF! |  | #REF! |  |  | #REF! | #REF! |  | #REF! | AN0H | ZN0031101C | Relay output PCB | 2 | Ref 7, Slots 6 & 7 | EA | #REF! | #REF! | #REF!
|  |  |  | #REF! |  | #REF! |  |  | #REF! | #REF! |  | #REF! | BN0H | ZN0031101C | Relay output PCB | 2 | Ref 7, Slots 6 & 7 | EA | #REF! | #REF! | #REF!
|  |  |  | #REF! |  | #REF! |  |  | #REF! | #REF! |  | #REF! | DN0H | ZN0031101C | Relay output PCB | 2 | Ref 7, Slots 6 & 7 | EA | #REF! | #REF! | #REF!
|  |  |  | #REF! |  | #REF! |  |  | #REF! | #REF! |  | #REF! | EN0H | ZN0031101C | Relay output PCB | 2 | Ref 7, Slots 6 & 7 | EA | #REF! | #REF! | #REF!
|  |  |  | #REF! |  | #REF! |  |  | #REF! |  |  | #REF! | HN0 | ZN0031101C | Relay output PCB | 2 | Ref 7, Slots 6 & 7 | EA | #REF! | #REF! | #REF!
|  |  |  | #REF! |  | #REF! |  |  | #REF! |  |  | #REF! | JN0 | ZN0031101C | Relay output PCB | 2 | Ref 7, Slots 6 & 7 | EA | #REF! | #REF! | #REF!
|  |  |  | #REF! |  | #REF! |  |  | #REF! |  |  | #REF! | KN0 | ZN0031101C | Relay output PCB | 2 | Ref 7, Slots 6 & 7 | EA | #REF! | #REF! | #REF!
|  |  |  | #REF! |  | #REF! |  |  | #REF! |  |  | #REF! | LN0 | ZN0031101C | Relay output PCB | 2 | Ref 7, Slots 6 & 7 | EA | #REF! | #REF! | #REF!
|  |  |  | #REF! |  | #REF! |  |  | #REF! | #REF! |  | #REF! | ANAH | ZN0031101C | Relay output PCB | 2 | Ref 7, Slots 6 & 7 | EA | #REF! | #REF! | #REF!
|  |  |  | #REF! |  | #REF! |  |  | #REF! | #REF! |  | #REF! | BNAH | ZN0031101C | Relay output PCB | 2 | Ref 7, Slots 6 & 7 | EA | #REF! | #REF! | #REF!
|  |  |  | #REF! |  | #REF! |  |  | #REF! | #REF! |  | #REF! | DNAH | ZN0031101C | Relay output PCB | 2 | Ref 7, Slots 6 & 7 | EA | #REF! | #REF! | #REF!
|  |  |  | #REF! |  | #REF! |  |  | #REF! | #REF! |  | #REF! | ENAH | ZN0031101C | Relay output PCB | 2 | Ref 7, Slots 6 & 7 | EA | #REF! | #REF! | #REF!
|  |  |  | #REF! |  | #REF! |  |  | #REF! |  |  | #REF! | HNA | ZN0031101C | Relay output PCB | 2 | Ref 7, Slots 6 & 7 | EA | #REF! | #REF! | #REF!
|  |  |  | #REF! |  | #REF! |  |  | #REF! |  |  | #REF! | JNA | ZN0031101C | Relay output PCB | 2 | Ref 7, Slots 6 & 7 | EA | #REF! | #REF! | #REF!
|  |  |  | #REF! |  | #REF! |  |  | #REF! |  |  | #REF! | KNA | ZN0031101C | Relay output PCB | 2 | Ref 7, Slots 6 & 7 | EA | #REF! | #REF! | #REF!
|  |  |  | #REF! |  | #REF! |  |  | #REF! |  |  | #REF! | LNA | ZN0031101C | Relay output PCB | 2 | Ref 7, Slots 6 & 7 | EA | #REF! | #REF! | #REF!
|  |  |  | #REF! |  | #REF! |  |  | #REF! | #REF! |  | #REF! | AN1H | ZN0031101C | Relay output PCB | 2 | Ref 7, Slots 6 & 7 | EA | #REF! | #REF! | #REF!
|  |  |  | #REF! |  | #REF! |  |  | #REF! | #REF! |  | #REF! | BN1H | ZN0031101C | Relay output PCB | 2 | Ref 7, Slots 6 & 7 | EA | #REF! | #REF! | #REF!
|  |  |  | #REF! |  | #REF! |  |  | #REF! | #REF! |  | #REF! | DN1H | ZN0031101C | Relay output PCB | 2 | Ref 7, Slots 6 & 7 | EA | #REF! | #REF! | #REF!
|  |  |  | #REF! |  | #REF! |  |  | #REF! | #REF! |  | #REF! | EN1H | ZN0031101C | Relay output PCB | 2 | Ref 7, Slots 6 & 7 | EA | #REF! | #REF! | #REF!
|  |  |  | #REF! |  | #REF! |  |  | #REF! |  |  | #REF! | HN1 | ZN0031101C | Relay output PCB | 2 | Ref 7, Slots 6 & 7 | EA | #REF! | #REF! | #REF!
|  |  |  | #REF! |  | #REF! |  |  | #REF! |  |  | #REF! | JN1 | ZN0031101C | Relay output PCB | 2 | Ref 7, Slots 6 & 7 | EA | #REF! | #REF! | #REF!
|  |  |  | #REF! |  | #REF! |  |  | #REF! |  |  | #REF! | KN1 | ZN0031101C | Relay output PCB | 2 | Ref 7, Slots 6 & 7 | EA | #REF! | #REF! | #REF!
|  |  |  | #REF! |  | #REF! |  |  | #REF! |  |  | #REF! | LN1 | ZN0031101C | Relay output PCB | 2 | Ref 7, Slots 6 & 7 | EA | #REF! | #REF! | #REF!
|  |  |  | #REF! |  | #REF! |  |  | #REF! | #REF! |  | #REF! | AN2H | ZN0031101C | Relay output PCB | 2 | Ref 7, Slots 6 & 7 | EA | #REF! | #REF! | #REF!
|  |  |  | #REF! |  | #REF! |  |  | #REF! | #REF! |  | #REF! | BN2H | ZN0031101C | Relay output PCB | 2 | Ref 7, Slots 6 & 7 | EA | #REF! | #REF! | #REF!
|  |  |  | #REF! |  | #REF! |  |  | #REF! | #REF! |  | #REF! | DN2H | ZN0031101C | Relay output PCB | 2 | Ref 7, Slots 6 & 7 | EA | #REF! | #REF! | #REF!
|  |  |  | #REF! |  | #REF! |  |  | #REF! | #REF! |  | #REF! | EN2H | ZN0031101C | Relay output PCB | 2 | Ref 7, Slots 6 & 7 | EA | #REF! | #REF! | #REF!
|  |  |  | #REF! |  | #REF! |  |  | #REF! |  |  | #REF! | HN2 | ZN0031101C | Relay output PCB | 2 | Ref 7, Slots 6 & 7 | EA | #REF! | #REF! | #REF!
|  |  |  | #REF! |  | #REF! |  |  | #REF! |  |  | #REF! | JN2 | ZN0031101C | Relay output PCB | 2 | Ref 7, Slots 6 & 7 | EA | #REF! | #REF! | #REF!
|  |  |  | #REF! |  | #REF! |  |  | #REF! |  |  | #REF! | KN2 | ZN0031101C | Relay output PCB | 2 | Ref 7, Slots 6 & 7 | EA | #REF! | #REF! | #REF!
|  |  |  | #REF! |  | #REF! |  |  | #REF! |  |  | #REF! | LN2 | ZN0031101C | Relay output PCB | 2 | Ref 7, Slots 6 & 7 | EA | #REF! | #REF! | #REF!
|  |  |  | #REF! |  | #REF! |  |  |  | #REF! |  | #REF! | CNK | ZN0019101C | Relay output PCB | 1 | Ref 2, Slot 2 | EA | #REF! | #REF! | #REF!
|  |  |  | #REF! |  | #REF! |  |  |  | #REF! |  | #REF! | CNK | ZN0031101C | Relay output PCB | 2 | Ref 7, Slots 6 & 7 | EA | #REF! | #REF! | #REF!
|  |  |  | #REF! |  | #REF! |  |  |  | #REF! |  | #REF! | CNK | ZN0042001C | High Break Output PCB | 3 | Ref 9, Slots 3, 4 & 5 | EA | #REF! | #REF! | #REF!
|  |  |  | #REF! |  | #REF! |  |  | #REF! | #REF! |  | #REF! | AP0J | ZN0019101C | Relay output PCB | 4 | Slots 2,3,4 & 5 | EA | #REF! | #REF! | #REF!
|  |  |  | #REF! |  | #REF! |  |  | #REF! | #REF! |  | #REF! | BP0J | ZN0019101C | Relay output PCB | 4 | Slots 2,3,4 & 5 | EA | #REF! | #REF! | #REF!
|  |  |  | #REF! |  | #REF! |  |  | #REF! | #REF! |  | #REF! | HP0J | ZN0019101C | Relay output PCB | 4 | Slots 2,3,4 & 5 | EA | #REF! | #REF! | #REF!
|  |  |  | #REF! |  | #REF! |  |  | #REF! | #REF! |  | #REF! | JP0J | ZN0019101C | Relay output PCB | 4 | Slots 2,3,4 & 5 | EA | #REF! | #REF! | #REF!
|  |  |  | #REF! |  | #REF! |  |  | #REF! | #REF! |  | #REF! | DP0J | ZN0019101C | Relay output PCB | 3 | Slots 2,3 & 5 | EA | #REF! | #REF! | #REF!
|  |  |  | #REF! |  | #REF! |  |  | #REF! | #REF! |  | #REF! | EP0J | ZN0019101C | Relay output PCB | 2 | Slots 2 & 5 | EA | #REF! | #REF! | #REF!
|  |  |  | #REF! |  | #REF! |  |  | #REF! | #REF! |  | #REF! | KP0J | ZN0019101C | Relay output PCB | 3 | Slots 2,3 & 5 | EA | #REF! | #REF! | #REF!
|  |  |  | #REF! |  | #REF! |  |  | #REF! | #REF! |  | #REF! | LP0J | ZN0019101C | Relay output PCB | 2 | Slots 2 & 5 | EA | #REF! | #REF! | #REF!
|  |  |  | #REF! |  | #REF! |  |  | #REF! | #REF! |  | #REF! | DP0J | ZN0019102C | Fast + Standard Trip PCB | 1 | Slot 4 | EA | #REF! | #REF! | #REF!
|  |  |  | #REF! |  | #REF! |  |  | #REF! | #REF! |  | #REF! | EP0J | ZN0019102C | Fast + Standard Trip PCB | 2 | Slots 3 & 4 | EA | #REF! | #REF! | #REF!
|  |  |  | #REF! |  | #REF! |  |  | #REF! | #REF! |  | #REF! | KP0J | ZN0019102C | Fast + Standard Trip PCB | 1 | Slot 4 | EA | #REF! | #REF! | #REF!
|  |  |  | #REF! |  | #REF! |  |  | #REF! | #REF! |  | #REF! | APAJ | ZN0019101C | Relay output PCB | 4 | Slots 2,3,4 & 5 | EA | #REF! | #REF! | #REF!
|  |  |  | #REF! |  | #REF! |  |  | #REF! | #REF! |  | #REF! | BPAJ | ZN0019101C | Relay output PCB | 4 | Slots 2,3,4 & 5 | EA | #REF! | #REF! | #REF!
|  |  |  | #REF! |  | #REF! |  |  | #REF! | #REF! |  | #REF! | HPAJ | ZN0019101C | Relay output PCB | 4 | Slots 2,3,4 & 5 | EA | #REF! | #REF! | #REF!
|  |  |  | #REF! |  | #REF! |  |  | #REF! | #REF! |  | #REF! | JPAJ | ZN0019101C | Relay output PCB | 4 | Slots 2,3,4 & 5 | EA | #REF! | #REF! | #REF!
|  |  |  | #REF! |  | #REF! |  |  | #REF! | #REF! |  | #REF! | DPAJ | ZN0019101C | Relay output PCB | 3 | Slots 2,3 & 5 | EA | #REF! | #REF! | #REF!
|  |  |  | #REF! |  | #REF! |  |  | #REF! | #REF! |  | #REF! | EPAJ | ZN0019101C | Relay output PCB | 2 | Slots 2 & 5 | EA | #REF! | #REF! | #REF!
|  |  |  | #REF! |  | #REF! |  |  | #REF! | #REF! |  | #REF! | KPAJ | ZN0019101C | Relay output PCB | 3 | Slots 2,3 & 5 | EA | #REF! | #REF! | #REF!
|  |  |  | #REF! |  | #REF! |  |  | #REF! | #REF! |  | #REF! | LPAJ | ZN0019101C | Relay output PCB | 2 | Slots 2 & 5 | EA | #REF! | #REF! | #REF!
|  |  |  | #REF! |  | #REF! |  |  | #REF! | #REF! |  | #REF! | DPAJ | ZN0019102C | Fast + Standard Trip PCB | 1 | Slot 4 | EA | #REF! | #REF! | #REF!
|  |  |  | #REF! |  | #REF! |  |  | #REF! | #REF! |  | #REF! | EPAJ | ZN0019102C | Fast + Standard Trip PCB | 2 | Slots 3 & 4 | EA | #REF! | #REF! | #REF!
|  |  |  | #REF! |  | #REF! |  |  | #REF! | #REF! |  | #REF! | KPAJ | ZN0019102C | Fast + Standard Trip PCB | 1 | Slot 4 | EA | #REF! | #REF! | #REF!
|  |  |  | #REF! |  | #REF! |  |  |  | #REF! |  | #REF! | APK | ZN0019101C | Relay output PCB | 4 | Slots 2,3,4 & 5 | EA | #REF! | #REF! | #REF!
|  |  |  | #REF! |  | #REF! |  |  |  | #REF! |  | #REF! | BPK | ZN0019101C | Relay output PCB | 4 | Slots 2,3,4 & 5 | EA | #REF! | #REF! | #REF!
|  |  |  | #REF! |  | #REF! |  |  |  | #REF! |  | #REF! | HPK | ZN0019101C | Relay output PCB | 4 | Slots 2,3,4 & 5 | EA | #REF! | #REF! | #REF!
|  |  |  | #REF! |  | #REF! |  |  |  | #REF! |  | #REF! | JPK | ZN0019101C | Relay output PCB | 4 | Slots 2,3,4 & 5 | EA | #REF! | #REF! | #REF!
|  |  |  | #REF! |  | #REF! |  |  |  | #REF! |  | #REF! | DPK | ZN0019101C | Relay output PCB | 3 | Slots 2,3 & 5 | EA | #REF! | #REF! | #REF!
|  |  |  | #REF! |  | #REF! |  |  |  | #REF! |  | #REF! | EPK | ZN0019101C | Relay output PCB | 2 | Slots 2 & 5 | EA | #REF! | #REF! | #REF!
|  |  |  | #REF! |  | #REF! |  |  |  | #REF! |  | #REF! | KPK | ZN0019101C | Relay output PCB | 3 | Slots 2,3 & 5 | EA | #REF! | #REF! | #REF!
|  |  |  | #REF! |  | #REF! |  |  |  | #REF! |  | #REF! | LPK | ZN0019101C | Relay output PCB | 2 | Slots 2 & 5 | EA | #REF! | #REF! | #REF!
|  |  |  | #REF! |  | #REF! |  |  |  | #REF! |  | #REF! | DPK | ZN0019102C | Fast + Standard Trip PCB | 1 | Slot 4 | EA | #REF! | #REF! | #REF!
|  |  |  | #REF! |  | #REF! |  |  |  | #REF! |  | #REF! | EPK | ZN0019102C | Fast + Standard Trip PCB | 2 | Slots 3 & 4 | EA | #REF! | #REF! | #REF!
|  |  |  | #REF! |  | #REF! |  |  |  | #REF! |  | #REF! | KPK | ZN0019102C | Fast + Standard Trip PCB | 1 | Slot 4 | EA | #REF! | #REF! | #REF!
|  |  |  | #REF! |  | #REF! |  |  | #REF! | #REF! |  | #REF! | AP1J | ZN0019101C | Relay output PCB | 4 | Slots 2,3,4 & 5 | EA | #REF! | #REF! | #REF!
|  |  |  | #REF! |  | #REF! |  |  | #REF! | #REF! |  | #REF! | BP1J | ZN0019101C | Relay output PCB | 4 | Slots 2,3,4 & 5 | EA | #REF! | #REF! | #REF!
|  |  |  | #REF! |  | #REF! |  |  | #REF! | #REF! |  | #REF! | HP1J | ZN0019101C | Relay output PCB | 4 | Slots 2,3,4 & 5 | EA | #REF! | #REF! | #REF!
|  |  |  | #REF! |  | #REF! |  |  | #REF! | #REF! |  | #REF! | JP1J | ZN0019101C | Relay output PCB | 4 | Slots 2,3,4 & 5 | EA | #REF! | #REF! | #REF!
|  |  |  | #REF! |  | #REF! |  |  | #REF! | #REF! |  | #REF! | DP1J | ZN0019101C | Relay output PCB | 3 | Slots 2,3 & 5 | EA | #REF! | #REF! | #REF!
|  |  |  | #REF! |  | #REF! |  |  | #REF! | #REF! |  | #REF! | EP1J | ZN0019101C | Relay output PCB | 2 | Slots 2 & 5 | EA | #REF! | #REF! | #REF!
|  |  |  | #REF! |  | #REF! |  |  | #REF! | #REF! |  | #REF! | KP1J | ZN0019101C | Relay output PCB | 3 | Slots 2,3 & 5 | EA | #REF! | #REF! | #REF!
|  |  |  | #REF! |  | #REF! |  |  | #REF! | #REF! |  | #REF! | LP1J | ZN0019101C | Relay output PCB | 2 | Slots 2 & 5 | EA | #REF! | #REF! | #REF!
|  |  |  | #REF! |  | #REF! |  |  | #REF! | #REF! |  | #REF! | DP1J | ZN0019102C | Fast + Standard Trip PCB | 1 | Slot 4 | EA | #REF! | #REF! | #REF!
|  |  |  | #REF! |  | #REF! |  |  | #REF! | #REF! |  | #REF! | EP1J | ZN0019102C | Fast + Standard Trip PCB | 2 | Slots 3 & 4 | EA | #REF! | #REF! | #REF!
|  |  |  | #REF! |  | #REF! |  |  | #REF! | #REF! |  | #REF! | KP1J | ZN0019102C | Fast + Standard Trip PCB | 1 | Slot 4 | EA | #REF! | #REF! | #REF!
|  |  |  | #REF! |  | #REF! |  |  | #REF! | #REF! |  | #REF! | AP2J | ZN0019101C | Relay output PCB | 4 | Slots 2,3,4 & 5 | EA | #REF! | #REF! | #REF!
|  |  |  | #REF! |  | #REF! |  |  | #REF! | #REF! |  | #REF! | BP2J | ZN0019101C | Relay output PCB | 4 | Slots 2,3,4 & 5 | EA | #REF! | #REF! | #REF!
|  |  |  | #REF! |  | #REF! |  |  | #REF! | #REF! |  | #REF! | HP2J | ZN0019101C | Relay output PCB | 4 | Slots 2,3,4 & 5 | EA | #REF! | #REF! | #REF!
|  |  |  | #REF! |  | #REF! |  |  | #REF! | #REF! |  | #REF! | JP2J | ZN0019101C | Relay output PCB | 4 | Slots 2,3,4 & 5 | EA | #REF! | #REF! | #REF!
|  |  |  | #REF! |  | #REF! |  |  | #REF! | #REF! |  | #REF! | DP2J | ZN0019101C | Relay output PCB | 3 | Slots 2,3 & 5 | EA | #REF! | #REF! | #REF!
|  |  |  | #REF! |  | #REF! |  |  | #REF! | #REF! |  | #REF! | EP2J | ZN0019101C | Relay output PCB | 2 | Slots 2 & 5 | EA | #REF! | #REF! | #REF!
|  |  |  | #REF! |  | #REF! |  |  | #REF! | #REF! |  | #REF! | KP2J | ZN0019101C | Relay output PCB | 3 | Slots 2,3 & 5 | EA | #REF! | #REF! | #REF!
|  |  |  | #REF! |  | #REF! |  |  | #REF! | #REF! |  | #REF! | LP2J | ZN0019101C | Relay output PCB | 2 | Slots 2 & 5 | EA | #REF! | #REF! | #REF!
|  |  |  | #REF! |  | #REF! |  |  | #REF! | #REF! |  | #REF! | DP2J | ZN0019102C | Fast + Standard Trip PCB | 1 | Slot 4 | EA | #REF! | #REF! | #REF!
|  |  |  | #REF! |  | #REF! |  |  | #REF! | #REF! |  | #REF! | EP2J | ZN0019102C | Fast + Standard Trip PCB | 2 | Slots 3 & 4 | EA | #REF! | #REF! | #REF!
|  |  |  | #REF! |  | #REF! |  |  | #REF! | #REF! |  | #REF! | KP2J | ZN0019102C | Fast + Standard Trip PCB | 1 | Slot 4 | EA | #REF! | #REF! | #REF!
[6 empty] | #REF! |  |  |  | #REF! |  | #REF! | PA | ZN0003003C | Co-processor PCB | 1 | Ref 5, Slot 12 | EA | #REF! | #REF! | #REF!
[6 empty] | #REF! |  |  |  | #REF! |  | #REF! | PB | ZN0020002C | Co-processor PCB | 1 | Ref 5, Slot 12 | EA | #REF! | #REF! | #REF!
[6 empty] | #REF! |  |  |  | #REF! |  | #REF! | PC | ZN0020002C | Co-processor PCB | 1 | Ref 5, Slot 12 | EA | #REF! | #REF! | #REF!
[6 empty] | #REF! |  |  |  | #REF! |  | #REF! | PG | ZN0017002C | Opto Input PCB | 2 | Ref 3, Slots 8 & 9 | EA | #REF! | #REF! | #REF!
[6 empty] | #REF! |  |  |  | #REF! |  | #REF! | PH | ZN0017002C | Opto Input PCB | 2 | Ref 3, Slots 8 & 9 | EA | #REF! | #REF! | #REF!
[6 empty] | #REF! |  |  | #REF! | #REF! |  | #REF! | P0J | ZN0017212C | Opto Input PCB | 2 | Ref 3, Slots 8 & 9 | EA | #REF! | #REF! | #REF!
[6 empty] | #REF! |  |  | #REF! | #REF! |  | #REF! | PAJ | ZN0017212C | Opto Input PCB | 2 | Ref 3, Slots 8 & 9 | EA | #REF! | #REF! | #REF!
[6 empty] | #REF! |  |  | #REF! | #REF! |  | #REF! | P1J | ZN0017212C | Opto Input PCB | 2 | Ref 3, Slots 8 & 9 | EA | #REF! | #REF! | #REF!
[6 empty] | #REF! |  |  | #REF! | #REF! |  | #REF! | P2J | ZN0017212C | Opto Input PCB | 2 | Ref 3, Slots 8 & 9 | EA | #REF! | #REF! | #REF!
[6 empty] | #REF! |  |  | #REF! | #REF! |  | #REF! | P4J | ZN0017212C | Opto Input PCB | 2 | Ref 3, Slots 8 & 9 | EA | #REF! | #REF! | #REF!
|  |  | #REF! |  |  | #REF! | [5 empty] | #REF! | 2P | ZN0007001C | IRIG-B | 1 | Ref 6, Slot 14 | EA | #REF! | #REF! | #REF!
|  |  | #REF! |  |  | #REF! | [5 empty] | #REF! | P3 | ZN0007002C | Fibre Optic Converter | 1 | Ref 6, Slot 14 | EA | #REF! | #REF! | #REF!
|  |  | #REF! |  |  | #REF! | [5 empty] | #REF! | 4P | ZN0007003C | IRIG-B & Fibre Optic Converter | 1 | Ref 6, Slot 14 | EA | #REF! | #REF! | #REF!
|  |  | #REF! |  |  | #REF! | [5 empty] | #REF! | 5P | ZN0012001C | Ethernet (10 MHz) | 1 | Ref 6, Slot 14 | EA | #REF! | #REF! | #REF!
|  |  | #REF! |  | #REF! | #REF! | [5 empty] | #REF! | 56P | ZN0012004C | Ethernet (100 MHz) | 1 | Ref 6, Slot 14 | EA | #REF! | #REF! | #REF!
|  |  | #REF! |  | #REF! | #REF! | [5 empty] | #REF! | 65P | ZN0012004C | Ethernet (100 MHz) | 1 | Ref 6, Slot 14 | EA | #REF! | #REF! | #REF!
|  |  | #REF! |  |  | #REF! | [5 empty] | #REF! | 8P | ZN0025001C | IRIG-B + Rear Courier port & Integral Intertrip | 1 | Ref 6, Slot 14 | EA | #REF! | #REF! | #REF!
|  |  | #REF! |  |  | #REF! | [5 empty] | #REF! | 7P | ZN0025002C | Rear Courier port & Integral Intertrip | 1 | Ref 6, Slot 14 | EA | #REF! | #REF! | #REF!
|  |  | #REF! |  |  | #REF! | [5 empty] | #REF! | FP | ZN0025001C | IRIG-B + Rear Courier port & Integral Intertrip | 1 | Ref 6, Slot 14 | EA | #REF! | #REF! | #REF!
|  |  | #REF! |  |  | #REF! | [5 empty] | #REF! | EP | ZN0025002C | Rear Courier port & Integral Intertrip | 1 | Ref 6, Slot 14 | EA | #REF! | #REF! | #REF!
|  |  | #REF! |  | #REF! | #REF! | [5 empty] | #REF! | 66P | ZN0049001C | Px40 100Mhz Ethernet Bd | 1 | Ref 6, Slot 14 | EA | #REF! | #REF! | #REF!
|  |  | #REF! |  |  | #REF! | [5 empty] | #REF! | AP | ZN0049002C | Px40 100Mhz Ethernet bd | 1 | Ref 6, Slot 14 | EA | #REF! | #REF! | #REF!
|  |  | #REF! |  |  | #REF! | [5 empty] | #REF! | BP | ZN0049003C | Px40 100Mhz Ethernet bd | 1 | Ref 6, Slot 14 | EA | #REF! | #REF! | #REF!
|  |  | #REF! |  |  | #REF! | [5 empty] | #REF! | CP | ZN0049004C | Px40 Non-Mod IRIG-B bd | 1 | Ref 6, Slot 14 | EA | #REF! | #REF! | #REF!
|  |  | #REF! |  |  | #REF! | [5 empty] | #REF! | GP | ZN0071001CC | Redundant Ethernet Self-Healing Ring, 2 multi-mode fibre ports + Modulated IRIG-B | 1 | Ref 6, Slot 14 | EA | #REF! | #REF! | #REF!
|  |  | #REF! |  |  | #REF! | [5 empty] | #REF! | HP | ZN0071002C | Redundant Ethernet Self-Healing Ring, 2 multi-mode fibre ports + Un-modulated IRIG-B | 1 | Ref 6, Slot 14 | EA | #REF! | #REF! | #REF!
|  |  | #REF! |  |  | #REF! | [5 empty] | #REF! | JP | ZN0071005C | Redundant Ethernet RSTP, 2 multi-mode fibre ports + Modulated IRIG-B | 1 | Ref 6, Slot 14 | EA | #REF! | #REF! | #REF!
|  |  | #REF! |  |  | #REF! | [5 empty] | #REF! | KP | ZN0071006C | Redundant Ethernet RSTP, 2 multi-mode fibre ports + Un-modulated IRIG-B | 1 | Ref 6, Slot 14 | EA | #REF! | #REF! | #REF!
|  |  | #REF! |  |  | #REF! | [5 empty] | #REF! | LP | ZN0071007C | Redundant Ethernet Dual-Homing Star, 2 multi-mode fibre ports + Modulated IRIG-B | 1 | Ref 6, Slot 14 | EA | #REF! | #REF! | #REF!
|  |  | #REF! |  |  | #REF! | [5 empty] | #REF! | PP | ZN0071008C | Redundant Ethernet Dual-Homing Star, 2 multi-mode fibre ports + Un-modulated IRIG-B | 1 | Ref 6, Slot 14 | EA | #REF! | #REF! | #REF!
|  |  |  | #REF! |  | #REF! |  |  | #REF! | #REF! |  | #REF! | AP0H | ZN0031101 | Relay output PCB | 2 | Ref 7, Slots 6 & 7 | EA | #REF! | #REF! | #REF!
|  |  |  | #REF! |  | #REF! |  |  | #REF! | #REF! |  | #REF! | BP0H | ZN0031101C | Relay output PCB | 2 | Ref 7, Slots 6 & 7 | EA | #REF! | #REF! | #REF!
|  |  |  | #REF! |  | #REF! |  |  | #REF! | #REF! |  | #REF! | DP0H | ZN0031101C | Relay output PCB | 2 | Ref 7, Slots 6 & 7 | EA | #REF! | #REF! | #REF!
|  |  |  | #REF! |  | #REF! |  |  | #REF! | #REF! |  | #REF! | EP0H | ZN0031101C | Relay output PCB | 2 | Ref 7, Slots 6 & 7 | EA | #REF! | #REF! | #REF!
|  |  |  | #REF! |  | #REF! |  |  | #REF! |  |  | #REF! | HP0 | ZN0031101C | Relay output PCB | 2 | Ref 7, Slots 6 & 7 | EA | #REF! | #REF! | #REF!
|  |  |  | #REF! |  | #REF! |  |  | #REF! |  |  | #REF! | JP0 | ZN0031101C | Relay output PCB | 2 | Ref 7, Slots 6 & 7 | EA | #REF! | #REF! | #REF!
|  |  |  | #REF! |  | #REF! |  |  | #REF! |  |  | #REF! | KP0 | ZN0031101C | Relay output PCB | 2 | Ref 7, Slots 6 & 7 | EA | #REF! | #REF! | #REF!
|  |  |  | #REF! |  | #REF! |  |  | #REF! |  |  | #REF! | LP0 | ZN0031101C | Relay output PCB | 2 | Ref 7, Slots 6 & 7 | EA | #REF! | #REF! | #REF!
|  |  |  | #REF! |  | #REF! |  |  | #REF! | #REF! |  | #REF! | APAH | ZN0031101C | Relay output PCB | 2 | Ref 7, Slots 6 & 7 | EA | #REF! | #REF! | #REF!
|  |  |  | #REF! |  | #REF! |  |  | #REF! | #REF! |  | #REF! | BPAH | ZN0031101C | Relay output PCB | 2 | Ref 7, Slots 6 & 7 | EA | #REF! | #REF! | #REF!
|  |  |  | #REF! |  | #REF! |  |  | #REF! | #REF! |  | #REF! | DPAH | ZN0031101C | Relay output PCB | 2 | Ref 7, Slots 6 & 7 | EA | #REF! | #REF! | #REF!
|  |  |  | #REF! |  | #REF! |  |  | #REF! | #REF! |  | #REF! | EPAH | ZN0031101C | Relay output PCB | 2 | Ref 7, Slots 6 & 7 | EA | #REF! | #REF! | #REF!
|  |  |  | #REF! |  | #REF! |  |  | #REF! |  |  | #REF! | HPA | ZN0031101C | Relay output PCB | 2 | Ref 7, Slots 6 & 7 | EA | #REF! | #REF! | #REF!
|  |  |  | #REF! |  | #REF! |  |  | #REF! |  |  | #REF! | JPA | ZN0031101C | Relay output PCB | 2 | Ref 7, Slots 6 & 7 | EA | #REF! | #REF! | #REF!
|  |  |  | #REF! |  | #REF! |  |  | #REF! |  |  | #REF! | KPA | ZN0031101C | Relay output PCB | 2 | Ref 7, Slots 6 & 7 | EA | #REF! | #REF! | #REF!
|  |  |  | #REF! |  | #REF! |  |  | #REF! |  |  | #REF! | LPA | ZN0031101C | Relay output PCB | 2 | Ref 7, Slots 6 & 7 | EA | #REF! | #REF! | #REF!
|  |  |  | #REF! |  | #REF! |  |  | #REF! | #REF! |  | #REF! | AP1H | ZN0031101C | Relay output PCB | 2 | Ref 7, Slots 6 & 7 | EA | #REF! | #REF! | #REF!
|  |  |  | #REF! |  | #REF! |  |  | #REF! | #REF! |  | #REF! | BP1H | ZN0031101C | Relay output PCB | 2 | Ref 7, Slots 6 & 7 | EA | #REF! | #REF! | #REF!
|  |  |  | #REF! |  | #REF! |  |  | #REF! | #REF! |  | #REF! | DP1H | ZN0031101C | Relay output PCB | 2 | Ref 7, Slots 6 & 7 | EA | #REF! | #REF! | #REF!
|  |  |  | #REF! |  | #REF! |  |  | #REF! | #REF! |  | #REF! | EP1H | ZN0031101C | Relay output PCB | 2 | Ref 7, Slots 6 & 7 | EA | #REF! | #REF! | #REF!
|  |  |  | #REF! |  | #REF! |  |  | #REF! |  |  | #REF! | HP1 | ZN0031101C | Relay output PCB | 2 | Ref 7, Slots 6 & 7 | EA | #REF! | #REF! | #REF!
|  |  |  | #REF! |  | #REF! |  |  | #REF! |  |  | #REF! | JP1 | ZN0031101C | Relay output PCB | 2 | Ref 7, Slots 6 & 7 | EA | #REF! | #REF! | #REF!
|  |  |  | #REF! |  | #REF! |  |  | #REF! |  |  | #REF! | KP1 | ZN0031101C | Relay output PCB | 2 | Ref 7, Slots 6 & 7 | EA | #REF! | #REF! | #REF!
|  |  |  | #REF! |  | #REF! |  |  | #REF! |  |  | #REF! | LP1 | ZN0031101C | Relay output PCB | 2 | Ref 7, Slots 6 & 7 | EA | #REF! | #REF! | #REF!
|  |  |  | #REF! |  | #REF! |  |  | #REF! | #REF! |  | #REF! | AP2H | ZN0031101C | Relay output PCB | 2 | Ref 7, Slots 6 & 7 | EA | #REF! | #REF! | #REF!
|  |  |  | #REF! |  | #REF! |  |  | #REF! | #REF! |  | #REF! | BP2H | ZN0031101C | Relay output PCB | 2 | Ref 7, Slots 6 & 7 | EA | #REF! | #REF! | #REF!
|  |  |  | #REF! |  | #REF! |  |  | #REF! | #REF! |  | #REF! | DP2H | ZN0031101C | Relay output PCB | 2 | Ref 7, Slots 6 & 7 | EA | #REF! | #REF! | #REF!
|  |  |  | #REF! |  | #REF! |  |  | #REF! | #REF! |  | #REF! | EP2H | ZN0031101C | Relay output PCB | 2 | Ref 7, Slots 6 & 7 | EA | #REF! | #REF! | #REF!
|  |  |  | #REF! |  | #REF! |  |  | #REF! |  |  | #REF! | HP2 | ZN0031101C | Relay output PCB | 2 | Ref 7, Slots 6 & 7 | EA | #REF! | #REF! | #REF!
|  |  |  | #REF! |  | #REF! |  |  | #REF! |  |  | #REF! | JP2 | ZN0031101C | Relay output PCB | 2 | Ref 7, Slots 6 & 7 | EA | #REF! | #REF! | #REF!
|  |  |  | #REF! |  | #REF! |  |  | #REF! |  |  | #REF! | KP2 | ZN0031101C | Relay output PCB | 2 | Ref 7, Slots 6 & 7 | EA | #REF! | #REF! | #REF!
|  |  |  | #REF! |  | #REF! |  |  | #REF! |  |  | #REF! | LP2 | ZN0031101C | Relay output PCB | 2 | Ref 7, Slots 6 & 7 | EA | #REF! | #REF! | #REF!
|  |  |  | #REF! |  | #REF! |  |  |  | #REF! |  | #REF! | CPK | ZN0019101C | Relay output PCB | 1 | Ref 2, Slot 2 | EA | #REF! | #REF! | #REF!
|  |  |  | #REF! |  | #REF! |  |  |  | #REF! |  | #REF! | CPK | ZN0031101C | Relay output PCB | 2 | Ref 7, Slots 6 & 7 | EA | #REF! | #REF! | #REF!
|  |  |  | #REF! |  | #REF! |  |  |  | #REF! |  | #REF! | CPK | ZN0042001C | High Break Output PCB | 3 | Ref 9, Slots 3, 4 & 5 | EA | #REF! | #REF! | #REF!
|  |  |  | #REF! |  | #REF! |  |  | #REF! | #REF! |  | #REF! | AQ0J | ZN0019101C | Relay output PCB | 4 | Slots 2,3,4 & 5 | EA | #REF! | #REF! | #REF!
|  |  |  | #REF! |  | #REF! |  |  | #REF! | #REF! |  | #REF! | BQ0J | ZN0019101C | Relay output PCB | 4 | Slots 2,3,4 & 5 | EA | #REF! | #REF! | #REF!
|  |  |  | #REF! |  | #REF! |  |  | #REF! | #REF! |  | #REF! | HQ0J | ZN0019101C | Relay output PCB | 4 | Slots 2,3,4 & 5 | EA | #REF! | #REF! | #REF!
|  |  |  | #REF! |  | #REF! |  |  | #REF! | #REF! |  | #REF! | JQ0J | ZN0019101C | Relay output PCB | 4 | Slots 2,3,4 & 5 | EA | #REF! | #REF! | #REF!
|  |  |  | #REF! |  | #REF! |  |  | #REF! | #REF! |  | #REF! | DQ0J | ZN0019101C | Relay output PCB | 3 | Slots 2,3 & 5 | EA | #REF! | #REF! | #REF!
|  |  |  | #REF! |  | #REF! |  |  | #REF! | #REF! |  | #REF! | EQ0J | ZN0019101C | Relay output PCB | 2 | Slots 2 & 5 | EA | #REF! | #REF! | #REF!
|  |  |  | #REF! |  | #REF! |  |  | #REF! | #REF! |  | #REF! | KQ0J | ZN0019101C | Relay output PCB | 3 | Slots 2,3 & 5 | EA | #REF! | #REF! | #REF!
|  |  |  | #REF! |  | #REF! |  |  | #REF! | #REF! |  | #REF! | LQ0J | ZN0019101C | Relay output PCB | 2 | Slots 2 & 5 | EA | #REF! | #REF! | #REF!
|  |  |  | #REF! |  | #REF! |  |  | #REF! | #REF! |  | #REF! | DQ0J | ZN0019102C | Fast + Standard Trip PCB | 1 | Slot 4 | EA | #REF! | #REF! | #REF!
|  |  |  | #REF! |  | #REF! |  |  | #REF! | #REF! |  | #REF! | EQ0J | ZN0019102C | Fast + Standard Trip PCB | 2 | Slots 3 & 4 | EA | #REF! | #REF! | #REF!
|  |  |  | #REF! |  | #REF! |  |  | #REF! | #REF! |  | #REF! | KQ0J | ZN0019102C | Fast + Standard Trip PCB | 1 | Slot 4 | EA | #REF! | #REF! | #REF!
|  |  |  | #REF! |  | #REF! |  |  | #REF! | #REF! |  | #REF! | AQAJ | ZN0019101C | Relay output PCB | 4 | Slots 2,3,4 & 5 | EA | #REF! | #REF! | #REF!
|  |  |  | #REF! |  | #REF! |  |  | #REF! | #REF! |  | #REF! | BQAJ | ZN0019101C | Relay output PCB | 4 | Slots 2,3,4 & 5 | EA | #REF! | #REF! | #REF!
|  |  |  | #REF! |  | #REF! |  |  | #REF! | #REF! |  | #REF! | HQAJ | ZN0019101C | Relay output PCB | 4 | Slots 2,3,4 & 5 | EA | #REF! | #REF! | #REF!
|  |  |  | #REF! |  | #REF! |  |  | #REF! | #REF! |  | #REF! | JQAJ | ZN0019101C | Relay output PCB | 4 | Slots 2,3,4 & 5 | EA | #REF! | #REF! | #REF!
|  |  |  | #REF! |  | #REF! |  |  | #REF! | #REF! |  | #REF! | DQAJ | ZN0019101C | Relay output PCB | 3 | Slots 2,3 & 5 | EA | #REF! | #REF! | #REF!
|  |  |  | #REF! |  | #REF! |  |  | #REF! | #REF! |  | #REF! | EQAJ | ZN0019101C | Relay output PCB | 2 | Slots 2 & 5 | EA | #REF! | #REF! | #REF!
|  |  |  | #REF! |  | #REF! |  |  | #REF! | #REF! |  | #REF! | KQAJ | ZN0019101C | Relay output PCB | 3 | Slots 2,3 & 5 | EA | #REF! | #REF! | #REF!
|  |  |  | #REF! |  | #REF! |  |  | #REF! | #REF! |  | #REF! | LQAJ | ZN0019101C | Relay output PCB | 2 | Slots 2 & 5 | EA | #REF! | #REF! | #REF!
|  |  |  | #REF! |  | #REF! |  |  | #REF! | #REF! |  | #REF! | DQAJ | ZN0019102C | Fast + Standard Trip PCB | 1 | Slot 4 | EA | #REF! | #REF! | #REF!
|  |  |  | #REF! |  | #REF! |  |  | #REF! | #REF! |  | #REF! | EQAJ | ZN0019102C | Fast + Standard Trip PCB | 2 | Slots 3 & 4 | EA | #REF! | #REF! | #REF!
|  |  |  | #REF! |  | #REF! |  |  | #REF! | #REF! |  | #REF! | KQAJ | ZN0019102C | Fast + Standard Trip PCB | 1 | Slot 4 | EA | #REF! | #REF! | #REF!
|  |  |  | #REF! |  | #REF! |  |  |  | #REF! |  | #REF! | AQK | ZN0019101C | Relay output PCB | 4 | Slots 2,3,4 & 5 | EA | #REF! | #REF! | #REF!
|  |  |  | #REF! |  | #REF! |  |  |  | #REF! |  | #REF! | BQK | ZN0019101C | Relay output PCB | 4 | Slots 2,3,4 & 5 | EA | #REF! | #REF! | #REF!
|  |  |  | #REF! |  | #REF! |  |  |  | #REF! |  | #REF! | HQK | ZN0019101C | Relay output PCB | 4 | Slots 2,3,4 & 5 | EA | #REF! | #REF! | #REF!
|  |  |  | #REF! |  | #REF! |  |  |  | #REF! |  | #REF! | JQK | ZN0019101C | Relay output PCB | 4 | Slots 2,3,4 & 5 | EA | #REF! | #REF! | #REF!
|  |  |  | #REF! |  | #REF! |  |  |  | #REF! |  | #REF! | DQK | ZN0019101C | Relay output PCB | 3 | Slots 2,3 & 5 | EA | #REF! | #REF! | #REF!
|  |  |  | #REF! |  | #REF! |  |  |  | #REF! |  | #REF! | EQK | ZN0019101C | Relay output PCB | 2 | Slots 2 & 5 | EA | #REF! | #REF! | #REF!
|  |  |  | #REF! |  | #REF! |  |  |  | #REF! |  | #REF! | KQK | ZN0019101C | Relay output PCB | 3 | Slots 2,3 & 5 | EA | #REF! | #REF! | #REF!
|  |  |  | #REF! |  | #REF! |  |  |  | #REF! |  | #REF! | LQK | ZN0019101C | Relay output PCB | 2 | Slots 2 & 5 | EA | #REF! | #REF! | #REF!
|  |  |  | #REF! |  | #REF! |  |  |  | #REF! |  | #REF! | DQK | ZN0019102C | Fast + Standard Trip PCB | 1 | Slot 4 | EA | #REF! | #REF! | #REF!
|  |  |  | #REF! |  | #REF! |  |  |  | #REF! |  | #REF! | EQK | ZN0019102C | Fast + Standard Trip PCB | 2 | Slots 3 & 4 | EA | #REF! | #REF! | #REF!
|  |  |  | #REF! |  | #REF! |  |  |  | #REF! |  | #REF! | KQK | ZN0019102C | Fast + Standard Trip PCB | 1 | Slot 4 | EA | #REF! | #REF! | #REF!
|  |  |  | #REF! |  | #REF! |  |  | #REF! | #REF! |  | #REF! | AQ1J | ZN0019101C | Relay output PCB | 4 | Slots 2,3,4 & 5 | EA | #REF! | #REF! | #REF!
|  |  |  | #REF! |  | #REF! |  |  | #REF! | #REF! |  | #REF! | BQ1J | ZN0019101C | Relay output PCB | 4 | Slots 2,3,4 & 5 | EA | #REF! | #REF! | #REF!
|  |  |  | #REF! |  | #REF! |  |  | #REF! | #REF! |  | #REF! | HQ1J | ZN0019101C | Relay output PCB | 4 | Slots 2,3,4 & 5 | EA | #REF! | #REF! | #REF!
|  |  |  | #REF! |  | #REF! |  |  | #REF! | #REF! |  | #REF! | JQ1J | ZN0019101C | Relay output PCB | 4 | Slots 2,3,4 & 5 | EA | #REF! | #REF! | #REF!
|  |  |  | #REF! |  | #REF! |  |  | #REF! | #REF! |  | #REF! | DQ1J | ZN0019101C | Relay output PCB | 3 | Slots 2,3 & 5 | EA | #REF! | #REF! | #REF!
|  |  |  | #REF! |  | #REF! |  |  | #REF! | #REF! |  | #REF! | EQ1J | ZN0019101C | Relay output PCB | 2 | Slots 2 & 5 | EA | #REF! | #REF! | #REF!
|  |  |  | #REF! |  | #REF! |  |  | #REF! | #REF! |  | #REF! | KQ1J | ZN0019101C | Relay output PCB | 3 | Slots 2,3 & 5 | EA | #REF! | #REF! | #REF!
|  |  |  | #REF! |  | #REF! |  |  | #REF! | #REF! |  | #REF! | LQ1J | ZN0019101C | Relay output PCB | 2 | Slots 2 & 5 | EA | #REF! | #REF! | #REF!
|  |  |  | #REF! |  | #REF! |  |  | #REF! | #REF! |  | #REF! | DQ1J | ZN0019102C | Fast + Standard Trip PCB | 1 | Slot 4 | EA | #REF! | #REF! | #REF!
|  |  |  | #REF! |  | #REF! |  |  | #REF! | #REF! |  | #REF! | EQ1J | ZN0019102C | Fast + Standard Trip PCB | 2 | Slots 3 & 4 | EA | #REF! | #REF! | #REF!
|  |  |  | #REF! |  | #REF! |  |  | #REF! | #REF! |  | #REF! | KQ1J | ZN0019102C | Fast + Standard Trip PCB | 1 | Slot 4 | EA | #REF! | #REF! | #REF!
|  |  |  | #REF! |  | #REF! |  |  | #REF! | #REF! |  | #REF! | AQ2J | ZN0019101C | Relay output PCB | 4 | Slots 2,3,4 & 5 | EA | #REF! | #REF! | #REF!
|  |  |  | #REF! |  | #REF! |  |  | #REF! | #REF! |  | #REF! | BQ2J | ZN0019101C | Relay output PCB | 4 | Slots 2,3,4 & 5 | EA | #REF! | #REF! | #REF!
|  |  |  | #REF! |  | #REF! |  |  | #REF! | #REF! |  | #REF! | HQ2J | ZN0019101C | Relay output PCB | 4 | Slots 2,3,4 & 5 | EA | #REF! | #REF! | #REF!
|  |  |  | #REF! |  | #REF! |  |  | #REF! | #REF! |  | #REF! | JQ2J | ZN0019101C | Relay output PCB | 4 | Slots 2,3,4 & 5 | EA | #REF! | #REF! | #REF!
|  |  |  | #REF! |  | #REF! |  |  | #REF! | #REF! |  | #REF! | DQ2J | ZN0019101C | Relay output PCB | 3 | Slots 2,3 & 5 | EA | #REF! | #REF! | #REF!
|  |  |  | #REF! |  | #REF! |  |  | #REF! | #REF! |  | #REF! | EQ2J | ZN0019101C | Relay output PCB | 2 | Slots 2 & 5 | EA | #REF! | #REF! | #REF!
|  |  |  | #REF! |  | #REF! |  |  | #REF! | #REF! |  | #REF! | KQ2J | ZN0019101C | Relay output PCB | 3 | Slots 2,3 & 5 | EA | #REF! | #REF! | #REF!
|  |  |  | #REF! |  | #REF! |  |  | #REF! | #REF! |  | #REF! | LQ2J | ZN0019101C | Relay output PCB | 2 | Slots 2 & 5 | EA | #REF! | #REF! | #REF!
|  |  |  | #REF! |  | #REF! |  |  | #REF! | #REF! |  | #REF! | DQ2J | ZN0019102C | Fast + Standard Trip PCB | 1 | Slot 4 | EA | #REF! | #REF! | #REF!
|  |  |  | #REF! |  | #REF! |  |  | #REF! | #REF! |  | #REF! | EQ2J | ZN0019102C | Fast + Standard Trip PCB | 2 | Slots 3 & 4 | EA | #REF! | #REF! | #REF!
|  |  |  | #REF! |  | #REF! |  |  | #REF! | #REF! |  | #REF! | KQ2J | ZN0019102C | Fast + Standard Trip PCB | 1 | Slot 4 | EA | #REF! | #REF! | #REF!
[6 empty] | #REF! |  |  |  | #REF! |  | #REF! | QA | ZN0003003C | Co-processor PCB | 1 | Ref 5, Slot 12 | EA | #REF! | #REF! | #REF!
[6 empty] | #REF! |  |  |  | #REF! |  | #REF! | QB | ZN0020002C | Co-processor PCB | 1 | Ref 5, Slot 12 | EA | #REF! | #REF! | #REF!
[6 empty] | #REF! |  |  |  | #REF! |  | #REF! | QC | ZN0020002C | Co-processor PCB | 1 | Ref 5, Slot 12 | EA | #REF! | #REF! | #REF!
[6 empty] | #REF! |  |  |  | #REF! |  | #REF! | QG | ZN0017002C | Opto Input PCB | 2 | Ref 3, Slots 8 & 9 | EA | #REF! | #REF! | #REF!
[6 empty] | #REF! |  |  |  | #REF! |  | #REF! | QH | ZN0017002C | Opto Input PCB | 2 | Ref 3, Slots 8 & 9 | EA | #REF! | #REF! | #REF!
[6 empty] | #REF! |  |  | #REF! | #REF! |  | #REF! | Q0J | ZN0017212C | Opto Input PCB | 2 | Ref 3, Slots 8 & 9 | EA | #REF! | #REF! | #REF!
[6 empty] | #REF! |  |  | #REF! | #REF! |  | #REF! | QAJ | ZN0017212C | Opto Input PCB | 2 | Ref 3, Slots 8 & 9 | EA | #REF! | #REF! | #REF!
[6 empty] | #REF! |  |  | #REF! | #REF! |  | #REF! | Q1J | ZN0017212C | Opto Input PCB | 2 | Ref 3, Slots 8 & 9 | EA | #REF! | #REF! | #REF!
[6 empty] | #REF! |  |  | #REF! | #REF! |  | #REF! | Q2J | ZN0017212C | Opto Input PCB | 2 | Ref 3, Slots 8 & 9 | EA | #REF! | #REF! | #REF!
[6 empty] | #REF! |  |  | #REF! | #REF! |  | #REF! | Q4J | ZN0017212C | Opto Input PCB | 2 | Ref 3, Slots 8 & 9 | EA | #REF! | #REF! | #REF!
|  |  | #REF! |  |  | #REF! | [5 empty] | #REF! | 2Q | ZN0007001C | IRIG-B | 1 | Ref 6, Slot 14 | EA | #REF! | #REF! | #REF!
|  |  | #REF! |  |  | #REF! | [5 empty] | #REF! | Q3 | ZN0007002C | Fibre Optic Converter | 1 | Ref 6, Slot 14 | EA | #REF! | #REF! | #REF!
|  |  | #REF! |  |  | #REF! | [5 empty] | #REF! | 4Q | ZN0007003C | IRIG-B & Fibre Optic Converter | 1 | Ref 6, Slot 14 | EA | #REF! | #REF! | #REF!
|  |  | #REF! |  |  | #REF! | [5 empty] | #REF! | 5Q | ZN0012001C | Ethernet (10 MHz) | 1 | Ref 6, Slot 14 | EA | #REF! | #REF! | #REF!
|  |  | #REF! |  | #REF! | #REF! | [5 empty] | #REF! | 56Q | ZN0012004C | Ethernet (100 MHz) | 1 | Ref 6, Slot 14 | EA | #REF! | #REF! | #REF!
|  |  | #REF! |  | #REF! | #REF! | [5 empty] | #REF! | 65Q | ZN0012004C | Ethernet (100 MHz) | 1 | Ref 6, Slot 14 | EA | #REF! | #REF! | #REF!
|  |  | #REF! |  |  | #REF! | [5 empty] | #REF! | 8Q | ZN0025001C | IRIG-B + Rear Courier port & Integral Intertrip | 1 | Ref 6, Slot 14 | EA | #REF! | #REF! | #REF!
|  |  | #REF! |  |  | #REF! | [5 empty] | #REF! | 7Q | ZN0025002C | Rear Courier port & Integral Intertrip | 1 | Ref 6, Slot 14 | EA | #REF! | #REF! | #REF!
|  |  | #REF! |  |  | #REF! | [5 empty] | #REF! | FQ | ZN0025001C | IRIG-B + Rear Courier port & Integral Intertrip | 1 | Ref 6, Slot 14 | EA | #REF! | #REF! | #REF!
|  |  | #REF! |  |  | #REF! | [5 empty] | #REF! | EQ | ZN0025002C | Rear Courier port & Integral Intertrip | 1 | Ref 6, Slot 14 | EA | #REF! | #REF! | #REF!
|  |  | #REF! |  | #REF! | #REF! | [5 empty] | #REF! | 66Q | ZN0049001C | Px40 100Mhz Ethernet Bd | 1 | Ref 6, Slot 14 | EA | #REF! | #REF! | #REF!
|  |  | #REF! |  |  | #REF! | [5 empty] | #REF! | AQ | ZN0049002C | Px40 100Mhz Ethernet bd | 1 | Ref 6, Slot 14 | EA | #REF! | #REF! | #REF!
|  |  | #REF! |  |  | #REF! | [5 empty] | #REF! | BQ | ZN0049003C | Px40 100Mhz Ethernet bd | 1 | Ref 6, Slot 14 | EA | #REF! | #REF! | #REF!
|  |  | #REF! |  |  | #REF! | [5 empty] | #REF! | CQ | ZN0049004C | Px40 Non-Mod IRIG-B bd | 1 | Ref 6, Slot 14 | EA | #REF! | #REF! | #REF!
|  |  | #REF! |  |  | #REF! | [5 empty] | #REF! | GQ | ZN0071001CC | Redundant Ethernet Self-Healing Ring, 2 multi-mode fibre ports + Modulated IRIG-B | 1 | Ref 6, Slot 14 | EA | #REF! | #REF! | #REF!
|  |  | #REF! |  |  | #REF! | [5 empty] | #REF! | HQ | ZN0071002C | Redundant Ethernet Self-Healing Ring, 2 multi-mode fibre ports + Un-modulated IRIG-B | 1 | Ref 6, Slot 14 | EA | #REF! | #REF! | #REF!
|  |  | #REF! |  |  | #REF! | [5 empty] | #REF! | JQ | ZN0071005C | Redundant Ethernet RSTP, 2 multi-mode fibre ports + Modulated IRIG-B | 1 | Ref 6, Slot 14 | EA | #REF! | #REF! | #REF!
|  |  | #REF! |  |  | #REF! | [5 empty] | #REF! | KQ | ZN0071006C | Redundant Ethernet RSTP, 2 multi-mode fibre ports + Un-modulated IRIG-B | 1 | Ref 6, Slot 14 | EA | #REF! | #REF! | #REF!
|  |  | #REF! |  |  | #REF! | [5 empty] | #REF! | LQ | ZN0071007C | Redundant Ethernet Dual-Homing Star, 2 multi-mode fibre ports + Modulated IRIG-B | 1 | Ref 6, Slot 14 | EA | #REF! | #REF! | #REF!
|  |  | #REF! |  |  | #REF! | [5 empty] | #REF! | QQ | ZN0071008C | Redundant Ethernet Dual-Homing Star, 2 multi-mode fibre ports + Un-modulated IRIG-B | 1 | Ref 6, Slot 14 | EA | #REF! | #REF! | #REF!
|  |  |  | #REF! |  | #REF! |  |  | #REF! | #REF! |  | #REF! | AQ0H | ZN0031101 | Relay output PCB | 2 | Ref 7, Slots 6 & 7 | EA | #REF! | #REF! | #REF!
|  |  |  | #REF! |  | #REF! |  |  | #REF! | #REF! |  | #REF! | BQ0H | ZN0031101C | Relay output PCB | 2 | Ref 7, Slots 6 & 7 | EA | #REF! | #REF! | #REF!
|  |  |  | #REF! |  | #REF! |  |  | #REF! | #REF! |  | #REF! | DQ0H | ZN0031101C | Relay output PCB | 2 | Ref 7, Slots 6 & 7 | EA | #REF! | #REF! | #REF!
|  |  |  | #REF! |  | #REF! |  |  | #REF! | #REF! |  | #REF! | EQ0H | ZN0031101C | Relay output PCB | 2 | Ref 7, Slots 6 & 7 | EA | #REF! | #REF! | #REF!
|  |  |  | #REF! |  | #REF! |  |  | #REF! |  |  | #REF! | HQ0 | ZN0031101C | Relay output PCB | 2 | Ref 7, Slots 6 & 7 | EA | #REF! | #REF! | #REF!
|  |  |  | #REF! |  | #REF! |  |  | #REF! |  |  | #REF! | JQ0 | ZN0031101C | Relay output PCB | 2 | Ref 7, Slots 6 & 7 | EA | #REF! | #REF! | #REF!
|  |  |  | #REF! |  | #REF! |  |  | #REF! |  |  | #REF! | KQ0 | ZN0031101C | Relay output PCB | 2 | Ref 7, Slots 6 & 7 | EA | #REF! | #REF! | #REF!
|  |  |  | #REF! |  | #REF! |  |  | #REF! |  |  | #REF! | LQ0 | ZN0031101C | Relay output PCB | 2 | Ref 7, Slots 6 & 7 | EA | #REF! | #REF! | #REF!
|  |  |  | #REF! |  | #REF! |  |  | #REF! | #REF! |  | #REF! | AQAH | ZN0031101C | Relay output PCB | 2 | Ref 7, Slots 6 & 7 | EA | #REF! | #REF! | #REF!
|  |  |  | #REF! |  | #REF! |  |  | #REF! | #REF! |  | #REF! | BQAH | ZN0031101C | Relay output PCB | 2 | Ref 7, Slots 6 & 7 | EA | #REF! | #REF! | #REF!
|  |  |  | #REF! |  | #REF! |  |  | #REF! | #REF! |  | #REF! | DQAH | ZN0031101C | Relay output PCB | 2 | Ref 7, Slots 6 & 7 | EA | #REF! | #REF! | #REF!
|  |  |  | #REF! |  | #REF! |  |  | #REF! | #REF! |  | #REF! | EQAH | ZN0031101C | Relay output PCB | 2 | Ref 7, Slots 6 & 7 | EA | #REF! | #REF! | #REF!
|  |  |  | #REF! |  | #REF! |  |  | #REF! |  |  | #REF! | HQA | ZN0031101C | Relay output PCB | 2 | Ref 7, Slots 6 & 7 | EA | #REF! | #REF! | #REF!
|  |  |  | #REF! |  | #REF! |  |  | #REF! |  |  | #REF! | JQA | ZN0031101C | Relay output PCB | 2 | Ref 7, Slots 6 & 7 | EA | #REF! | #REF! | #REF!
|  |  |  | #REF! |  | #REF! |  |  | #REF! |  |  | #REF! | KQA | ZN0031101C | Relay output PCB | 2 | Ref 7, Slots 6 & 7 | EA | #REF! | #REF! | #REF!
|  |  |  | #REF! |  | #REF! |  |  | #REF! |  |  | #REF! | LQA | ZN0031101C | Relay output PCB | 2 | Ref 7, Slots 6 & 7 | EA | #REF! | #REF! | #REF!
|  |  |  | #REF! |  | #REF! |  |  | #REF! | #REF! |  | #REF! | AQ1H | ZN0031101C | Relay output PCB | 2 | Ref 7, Slots 6 & 7 | EA | #REF! | #REF! | #REF!
|  |  |  | #REF! |  | #REF! |  |  | #REF! | #REF! |  | #REF! | BQ1H | ZN0031101C | Relay output PCB | 2 | Ref 7, Slots 6 & 7 | EA | #REF! | #REF! | #REF!
|  |  |  | #REF! |  | #REF! |  |  | #REF! | #REF! |  | #REF! | DQ1H | ZN0031101C | Relay output PCB | 2 | Ref 7, Slots 6 & 7 | EA | #REF! | #REF! | #REF!
|  |  |  | #REF! |  | #REF! |  |  | #REF! | #REF! |  | #REF! | EQ1H | ZN0031101C | Relay output PCB | 2 | Ref 7, Slots 6 & 7 | EA | #REF! | #REF! | #REF!
|  |  |  | #REF! |  | #REF! |  |  | #REF! |  |  | #REF! | HQ1 | ZN0031101C | Relay output PCB | 2 | Ref 7, Slots 6 & 7 | EA | #REF! | #REF! | #REF!
|  |  |  | #REF! |  | #REF! |  |  | #REF! |  |  | #REF! | JQ1 | ZN0031101C | Relay output PCB | 2 | Ref 7, Slots 6 & 7 | EA | #REF! | #REF! | #REF!
|  |  |  | #REF! |  | #REF! |  |  | #REF! |  |  | #REF! | KQ1 | ZN0031101C | Relay output PCB | 2 | Ref 7, Slots 6 & 7 | EA | #REF! | #REF! | #REF!
|  |  |  | #REF! |  | #REF! |  |  | #REF! |  |  | #REF! | LQ1 | ZN0031101C | Relay output PCB | 2 | Ref 7, Slots 6 & 7 | EA | #REF! | #REF! | #REF!
|  |  |  | #REF! |  | #REF! |  |  | #REF! | #REF! |  | #REF! | AQ2H | ZN0031101C | Relay output PCB | 2 | Ref 7, Slots 6 & 7 | EA | #REF! | #REF! | #REF!
|  |  |  | #REF! |  | #REF! |  |  | #REF! | #REF! |  | #REF! | BQ2H | ZN0031101C | Relay output PCB | 2 | Ref 7, Slots 6 & 7 | EA | #REF! | #REF! | #REF!
|  |  |  | #REF! |  | #REF! |  |  | #REF! | #REF! |  | #REF! | DQ2H | ZN0031101C | Relay output PCB | 2 | Ref 7, Slots 6 & 7 | EA | #REF! | #REF! | #REF!
|  |  |  | #REF! |  | #REF! |  |  | #REF! | #REF! |  | #REF! | EQ2H | ZN0031101C | Relay output PCB | 2 | Ref 7, Slots 6 & 7 | EA | #REF! | #REF! | #REF!
|  |  |  | #REF! |  | #REF! |  |  | #REF! |  |  | #REF! | HQ2 | ZN0031101C | Relay output PCB | 2 | Ref 7, Slots 6 & 7 | EA | #REF! | #REF! | #REF!
|  |  |  | #REF! |  | #REF! |  |  | #REF! |  |  | #REF! | JQ2 | ZN0031101C | Relay output PCB | 2 | Ref 7, Slots 6 & 7 | EA | #REF! | #REF! | #REF!
|  |  |  | #REF! |  | #REF! |  |  | #REF! |  |  | #REF! | KQ2 | ZN0031101C | Relay output PCB | 2 | Ref 7, Slots 6 & 7 | EA | #REF! | #REF! | #REF!
|  |  |  | #REF! |  | #REF! |  |  | #REF! |  |  | #REF! | LQ2 | ZN0031101C | Relay output PCB | 2 | Ref 7, Slots 6 & 7 | EA | #REF! | #REF! | #REF!
|  |  |  | #REF! |  | #REF! |  |  |  | #REF! |  | #REF! | CQK | ZN0019101C | Relay output PCB | 1 | Ref 2, Slot 2 | EA | #REF! | #REF! | #REF!
|  |  |  | #REF! |  | #REF! |  |  |  | #REF! |  | #REF! | CQK | ZN0031101C | Relay output PCB | 2 | Ref 7, Slots 6 & 7 | EA | #REF! | #REF! | #REF!
|  |  |  | #REF! |  | #REF! |  |  |  | #REF! |  | #REF! | CQK | ZN0042001C | High Break Output PCB | 3 | Ref 9, Slots 3, 4 & 5 | EA | #REF! | #REF! | #REF!
[6 empty] | #REF! | [5 empty] | #REF! | A | GN0110020 | Case Assembly (Panel) | 1 | Ref 21 | EA | #REF! | #REF! | #REF!
[6 empty] | #REF! | [5 empty] | #REF! | B | GN0110021 | Case Assembly (Rack) | 1 | Ref 21 | EA | #REF! | #REF! | #REF!
|  | #REF! |  |  |  | #REF! | [5 empty] | #REF! | 1M | GN0110020 | Case Assembly (Panel) | 1 | Ref 21 | EA | #REF! | #REF! | #REF!
|  | #REF! |  |  |  | #REF! | [5 empty] | #REF! | 1N | GN0110021 | Case Assembly (Rack) | 1 | Ref 21 | EA | #REF! | #REF! | #REF!
|  | #REF! |  |  |  | #REF! | [5 empty] | #REF! | AN | GN0110033 | Case Assembly (Rack) | 1 | Ref 21 | EA | #REF! | #REF! | #REF!
|  | #REF! |  |  |  | #REF! | [5 empty] | #REF! | 5N | GN0110021 | Case Assembly (Rack) | 1 | Ref 21 | EA | #REF! | #REF! | #REF!
|  | #REF! |  |  |  | #REF! | [5 empty] | #REF! | 5P | GN0110020 | Case Assembly (Panel) | 1 | Ref 21 | EA | #REF! | #REF! | #REF!
|  | #REF! |  |  |  | #REF! | [5 empty] | #REF! | 1Q | GN0110021 | Case Assembly (Rack) | 1 | Ref 21 | EA | #REF! | #REF! | #REF!
|  | #REF! |  |  |  | #REF! | [5 empty] | #REF! | BP | GN0110038 | Case Assembly (Panel) | 1 | Ref 21 | EA | #REF! | #REF! | #REF!
|  | #REF! |  |  |  | #REF! | [5 empty] | #REF! | BQ | GN0110033 | Case Assembly (Rack) | 1 | Ref 21 | EA | #REF! | #REF! | #REF!
|  | #REF! |  |  |  | #REF! | [5 empty] | #REF! | BN | GN0110033 | Case Assembly (Rack) | 1 | Ref 21 | EA | #REF! | #REF! | #REF!
|  | #REF! |  |  |  | #REF! | [5 empty] | #REF! | BM | GN0110038 | Case Assembly (Panel) | 1 | Ref 21 | EA | #REF! | #REF! | #REF!
|  | #REF! |  |  |  | #REF! | [5 empty] | #REF! | 5P | GN0110021 | Case Assembly (Rack) | 1 | Ref 21 | EA | #REF! | #REF! | #REF!
[6 empty] | #REF! |  |  |  | #REF! |  | #REF! | MA | GN0010033 | Assembly Std. Input Module (110V ac) | 1 | Ref 23, Slot 11 | EA | #REF! | #REF! | #REF!
[6 empty] | #REF! |  |  |  | #REF! |  | #REF! | MB | GN0010054 | Assembly Std. Input Module (110V ac) | 1 | Ref 23, Slot 11 | EA | #REF! | #REF! | #REF!
[6 empty] | #REF! |  |  |  | #REF! |  | #REF! | MC | GN0010054 | Assembly Std. Input Module (110V ac) | 1 | Ref 23, Slot 11 | EA | #REF! | #REF! | #REF!
[6 empty] | #REF! |  |  |  | #REF! |  | #REF! | MG | GN0010054 | Assembly Std. Input Module (110V ac) | 1 | Ref 23, Slot 11 | EA | #REF! | #REF! | #REF!
[6 empty] | #REF! |  |  |  | #REF! |  | #REF! | MH | GN0010054 | Assembly Std. Input Module (110V ac) | 1 | Ref 23, Slot 11 | EA | #REF! | #REF! | #REF!
|  | #REF! |  |  |  | #REF! |  |  |  | #REF! |  | #REF! | 1MJ | GN0010074 | Input Module | 1 | Ref 23, | EA | #REF! | #REF! | #REF!
|  | #REF! |  |  |  | #REF! |  |  |  | #REF! |  | #REF! | 5MJ | GN0010087 | Input Module | 1 | Ref 23, | EA | #REF! | #REF! | #REF!
|  | #REF! | [7 empty] | #REF! |  | #REF! | 1K | GN0010074 | Input Module | 1 | Ref 23, | EA | #REF! | #REF! | #REF!
|  | #REF! | [7 empty] | #REF! |  | #REF! | 5K | GN0010087 | Input Module | 1 | Ref 23, | EA | #REF! | #REF! | #REF!
|  | #REF! | [7 empty] | #REF! |  | #REF! | 1M | GN0010074 | Input Module | 1 | Ref 23, | EA | #REF! | #REF! | #REF!
|  | #REF! | [7 empty] | #REF! |  | #REF! | 5MJ | GN0010087 | Input Module | 1 | Ref 23, | EA | #REF! | #REF! | #REF!
[6 empty] | #REF! |  |  |  | #REF! |  | #REF! | NA | GN0010033 | Assembly Std. Input Module (110V ac) | 1 | Ref 23, Slot 11 | EA | #REF! | #REF! | #REF!
[6 empty] | #REF! |  |  |  | #REF! |  | #REF! | NB | GN0010054 | Assembly Std. Input Module (110V ac) | 1 | Ref 23, Slot 11 | EA | #REF! | #REF! | #REF!
[6 empty] | #REF! |  |  |  | #REF! |  | #REF! | NC | GN0010054 | Assembly Std. Input Module (110V ac) | 1 | Ref 23, Slot 11 | EA | #REF! | #REF! | #REF!
[6 empty] | #REF! |  |  |  | #REF! |  | #REF! | NG | GN0010054 | Assembly Std. Input Module (110V ac) | 1 | Ref 23, Slot 11 | EA | #REF! | #REF! | #REF!
[6 empty] | #REF! |  |  |  | #REF! |  | #REF! | NH | GN0010054 | Assembly Std. Input Module (110V ac) | 1 | Ref 23, Slot 11 | EA | #REF! | #REF! | #REF!
|  | #REF! |  |  |  | #REF! |  |  |  | #REF! |  | #REF! | 1NJ | GN0010074 | Input Module | 1 | Ref 23, | EA | #REF! | #REF! | #REF!
|  | #REF! |  |  |  | #REF! |  |  |  | #REF! |  | #REF! | 5NJ | GN0010087 | Input Module | 1 | Ref 23, | EA | #REF! | #REF! | #REF!
[6 empty] | #REF! |  |  |  | #REF! |  | #REF! | PA | GN0010033CC | Assembly Std. Input Module (110V ac) | 1 | Ref 23, Slot 11 | EA | #REF! | #REF! | #REF!
[6 empty] | #REF! |  |  |  | #REF! |  | #REF! | PB | GN0010054C | Assembly Std. Input Module (110V ac) | 1 | Ref 23, Slot 11 | EA | #REF! | #REF! | #REF!
[6 empty] | #REF! |  |  |  | #REF! |  | #REF! | PC | GN0010054C | Assembly Std. Input Module (110V ac) | 1 | Ref 23, Slot 11 | EA | #REF! | #REF! | #REF!
[6 empty] | #REF! |  |  |  | #REF! |  | #REF! | PG | GN0010054C | Assembly Std. Input Module (110V ac) | 1 | Ref 23, Slot 11 | EA | #REF! | #REF! | #REF!
[6 empty] | #REF! |  |  |  | #REF! |  | #REF! | PH | GN0010054C | Assembly Std. Input Module (110V ac) | 1 | Ref 23, Slot 11 | EA | #REF! | #REF! | #REF!
|  | #REF! |  |  |  | #REF! |  |  |  | #REF! |  | #REF! | 1PJ | GN0010074C | Input Module | 1 | Ref 23, | EA | #REF! | #REF! | #REF!
|  | #REF! |  |  |  | #REF! |  |  |  | #REF! |  | #REF! | 5PJ | GN0010087C | Input Module | 1 | Ref 23, | EA | #REF! | #REF! | #REF!
|  | #REF! |  |  |  | #REF! |  |  |  | #REF! |  | #REF! | 1PK | GN0010074C | Input Module | 1 | Ref 23, | EA | #REF! | #REF! | #REF!
|  | #REF! |  |  |  | #REF! |  |  |  | #REF! |  | #REF! | 5PK | GN0010087C | Input Module | 1 | Ref 23, | EA | #REF! | #REF! | #REF!
[6 empty] | #REF! |  |  |  | #REF! |  | #REF! | QA | GN0010033C | Assembly Std. Input Module (110V ac) | 1 | Ref 23, Slot 11 | EA | #REF! | #REF! | #REF!
[6 empty] | #REF! |  |  |  | #REF! |  | #REF! | QB | GN0010054C | Assembly Std. Input Module (110V ac) | 1 | Ref 23, Slot 11 | EA | #REF! | #REF! | #REF!
[6 empty] | #REF! |  |  |  | #REF! |  | #REF! | QC | GN0010054C | Assembly Std. Input Module (110V ac) | 1 | Ref 23, Slot 11 | EA | #REF! | #REF! | #REF!
[6 empty] | #REF! |  |  |  | #REF! |  | #REF! | QG | GN0010054C | Assembly Std. Input Module (110V ac) | 1 | Ref 23, Slot 11 | EA | #REF! | #REF! | #REF!
[6 empty] | #REF! |  |  |  | #REF! |  | #REF! | QH | GN0010054C | Assembly Std. Input Module (110V ac) | 1 | Ref 23, Slot 11 | EA | #REF! | #REF! | #REF!
|  | #REF! |  |  |  | #REF! |  |  |  | #REF! |  | #REF! | 1QJ | GN0010074C | Input Module | 1 | Ref 23, | EA | #REF! | #REF! | #REF!
|  | #REF! |  |  |  | #REF! |  |  |  | #REF! |  | #REF! | 5QJ | GN0010087C | Input Module | 1 | Ref 23, | EA | #REF! | #REF! | #REF!
|  | #REF! |  |  |  | #REF! |  |  |  | #REF! |  | #REF! | 1QK | GN0010074C | Input Module | 1 | Ref 23, | EA | #REF! | #REF! | #REF!
|  | #REF! |  |  |  | #REF! |  |  |  | #REF! |  | #REF! | 5QK | GN0010087C | Input Module | 1 | Ref 23, | EA | #REF! | #REF! | #REF!
|  |  | #REF! | [8 empty] | #REF! | 1 | GN2037001 | Blanking plate | 1 | Ref 34 | EA | #REF! | #REF! | #REF!
|  |  | #REF! | [8 empty] | #REF! | 1 | ZB4018215 | Self tap screw pan head size 6X¼" | 2 | Ref 61 | EA | #REF! | #REF! | #REF!
|  |  |  | #REF! | [5 empty] | #REF! |  | #REF! | AH | ZB9031943 | Medium Duty Connector | 2 | Ref 50 | EA | #REF! | #REF! | #REF!
|  |  |  | #REF! | [5 empty] | #REF! |  | #REF! | BH | ZB9031943 | Medium Duty Connector | 2 | Ref 50 | EA | #REF! | #REF! | #REF!
|  |  |  | #REF! | [5 empty] | #REF! |  | #REF! | DH | ZB9031943 | Medium Duty Connector | 2 | Ref 50 | EA | #REF! | #REF! | #REF!
|  |  |  | #REF! | [5 empty] | #REF! |  | #REF! | EH | ZB9031943 | Medium Duty Connector | 2 | Ref 50 | EA | #REF! | #REF! | #REF!
|  |  |  | #REF! | [5 empty] | #REF! |  | #REF! | AH | ZB4018130 | Self-tapping Screw No 4 | 2 | Ref 51 | EA | #REF! | #REF! | #REF!
|  |  |  | #REF! | [5 empty] | #REF! |  | #REF! | BH | ZB4018130 | Self-tapping Screw No 4 | 2 | Ref 51 | EA | #REF! | #REF! | #REF!
|  |  |  | #REF! | [5 empty] | #REF! |  | #REF! | DH | ZB4018130 | Self-tapping Screw No 4 | 2 | Ref 51 | EA | #REF! | #REF! | #REF!
|  |  |  | #REF! | [5 empty] | #REF! |  | #REF! | EH | ZB4018130 | Self-tapping Screw No 4 | 2 | Ref 51 | EA | #REF! | #REF! | #REF!
|  |  |  | #REF! | [7 empty] | #REF! | H | ZB9031943 | Medium Duty Connector | 2 | Ref 50 | EA | #REF! | #REF! | #REF!
|  |  |  | #REF! | [7 empty] | #REF! | J | ZB9031943 | Medium Duty Connector | 2 | Ref 50 | EA | #REF! | #REF! | #REF!
|  |  |  | #REF! | [7 empty] | #REF! | K | ZB9031943 | Medium Duty Connector | 2 | Ref 50 | EA | #REF! | #REF! | #REF!
|  |  |  | #REF! | [7 empty] | #REF! | L | ZB9031943 | Medium Duty Connector | 2 | Ref 50 | EA | #REF! | #REF! | #REF!
|  |  |  | #REF! | [7 empty] | #REF! | C | ZB9031943 | Medium Duty Connector | 2 | Ref 50 | EA | #REF! | #REF! | #REF!
|  |  |  | #REF! | [7 empty] | #REF! | H | ZB4018130 | Self-tapping Screw No 4 | 4 | Ref 51 | EA | #REF! | #REF! | #REF!
|  |  |  | #REF! | [7 empty] | #REF! | J | ZB4018130 | Self-tapping Screw No 4 | 4 | Ref 51 | EA | #REF! | #REF! | #REF!
|  |  |  | #REF! | [7 empty] | #REF! | K | ZB4018130 | Self-tapping Screw No 4 | 4 | Ref 51 | EA | #REF! | #REF! | #REF!
|  |  |  | #REF! | [7 empty] | #REF! | L | ZB4018130 | Self-tapping Screw No 4 | 4 | Ref 51 | EA | #REF! | #REF! | #REF!
|  |  |  | #REF! | [7 empty] | #REF! | C | ZB4018130 | Self-tapping Screw No 4 | 4 | Ref 51 | EA | #REF! | #REF! | #REF!
|  |  | #REF! | [8 empty] | #REF! | 2 | ZB4018110 | Self-tapping Screw No 4 | 10 | Ref 60 | EA | #REF! | #REF! | #REF!
|  |  | #REF! | [8 empty] | #REF! | 3 | ZB4018110 | Self-tapping Screw No 4 | 10 | Ref 60 | EA | #REF! | #REF! | #REF!
|  |  | #REF! | [8 empty] | #REF! | 4 | ZB4018110 | Self-tapping Screw No 4 | 10 | Ref 60 | EA | #REF! | #REF! | #REF!
|  |  | #REF! | [8 empty] | #REF! | 5 | ZB4018110 | Self-tapping Screw No 4 | 10 | Ref 60 | EA | #REF! | #REF! | #REF!
|  |  | #REF! | [8 empty] | #REF! | 6 | ZB4018110 | Self-tapping Screw No 4 | 10 | Ref 60 | EA | #REF! | #REF! | #REF!
|  |  | #REF! | [8 empty] | #REF! | 7 | ZB4018110 | Self-tapping Screw No 4 | 10 | Ref 60 | EA | #REF! | #REF! | #REF!
|  |  | #REF! | [8 empty] | #REF! | 8 | ZB4018110 | Self-tapping Screw No 4 | 10 | Ref 60 | EA | #REF! | #REF! | #REF!
|  |  | #REF! | [8 empty] | #REF! | A | ZB4018110 | Self-tapping Screw No 4 | 10 | Ref 60 | EA | #REF! | #REF! | #REF!
|  |  | #REF! | [8 empty] | #REF! | B | ZB4018110 | Self-tapping Screw No 4 | 10 | Ref 60 | EA | #REF! | #REF! | #REF!
|  |  | #REF! | [8 empty] | #REF! | C | ZB4018110 | Self-tapping Screw No 4 | 10 | Ref 60 | EA | #REF! | #REF! | #REF!
|  |  | #REF! | [8 empty] | #REF! | 1 | ZB4018110 | Self-tapping Screw No 4 | 8 | Ref 60 | EA | #REF! | #REF! | #REF!
|  |  | #REF! | [8 empty] | #REF! | 5 | ZB9800801 | License for VxWorks | 1 | Ref 55 | EA | #REF! | #REF! | #REF!
|  |  | #REF! | [8 empty] | #REF! | 6 | ZB9800801 | License for VxWorks | 1 | Ref 55 | EA | #REF! | #REF! | #REF!
|  |  | #REF! | [8 empty] | #REF! | 5 | ZB9800802 | Sisco License for MMS-Ease Lite | 1 | Ref 56 | EA | #REF! | #REF! | #REF!
|  |  | #REF! | [8 empty] | #REF! | 6 | ZB9800802 | Sisco License for MMS-Ease Lite | 1 | Ref 56 | EA | #REF! | #REF! | #REF!
|  |  | #REF! | [8 empty] | #REF! | A | ZB9800801 | License for VxWorks | 1 | Ref 55 | EA | #REF! | #REF! | #REF!
|  |  | #REF! | [8 empty] | #REF! | B | ZB9800801 | License for VxWorks | 1 | Ref 55 | EA | #REF! | #REF! | #REF!
|  |  | #REF! | [8 empty] | #REF! | A | ZB9800802 | Sisco License for MMS-Ease Lite | 1 | Ref 56 | EA | #REF! | #REF! | #REF!
|  |  | #REF! | [8 empty] | #REF! | B | ZB9800802 | Sisco License for MMS-Ease Lite | 1 | Ref 56 | EA | #REF! | #REF! | #REF!
|  |  |  | #REF! | [5 empty] | #REF! |  | #REF! | AJ | ZB9031759 | Jumper | 6 | Ref 64 | EA | #REF! | #REF! | #REF!
|  |  |  | #REF! | [5 empty] | #REF! |  | #REF! | DJ | ZB9031759 | Jumper | 6 | Ref 64 | EA | #REF! | #REF! | #REF!
|  |  |  | #REF! | [5 empty] | #REF! |  | #REF! | EJ | ZB9031759 | Jumper | 6 | Ref 64 | EA | #REF! | #REF! | #REF!
|  |  |  | #REF! | [5 empty] | #REF! |  | #REF! | BJ | ZB9031759 | Jumper | 6 | Ref 64 | EA | #REF! | #REF! | #REF!
|  |  |  | #REF! | [5 empty] | #REF! |  | #REF! | HJ | ZB9031759 | Jumper | 8 | Ref 64 | EA | #REF! | #REF! | #REF!
|  |  |  | #REF! | [5 empty] | #REF! |  | #REF! | JJ | ZB9031759 | Jumper | 8 | Ref 64 | EA | #REF! | #REF! | #REF!
|  |  |  | #REF! | [5 empty] | #REF! |  | #REF! | KJ | ZB9031759 | Jumper | 8 | Ref 64 | EA | #REF! | #REF! | #REF!
|  |  |  | #REF! | [5 empty] | #REF! |  | #REF! | LJ | ZB9031759 | Jumper | 8 | Ref 64 | EA | #REF! | #REF! | #REF!
|  |  |  | #REF! | [5 empty] | #REF! |  | #REF! | AK | ZB9031759 | Jumper | 6 | Ref 64 | EA | #REF! | #REF! | #REF!
|  |  |  | #REF! | [5 empty] | #REF! |  | #REF! | DK | ZB9031759 | Jumper | 6 | Ref 64 | EA | #REF! | #REF! | #REF!
|  |  |  | #REF! | [5 empty] | #REF! |  | #REF! | EK | ZB9031759 | Jumper | 6 | Ref 64 | EA | #REF! | #REF! | #REF!
|  |  |  | #REF! | [5 empty] | #REF! |  | #REF! | BK | ZB9031759 | Jumper | 6 | Ref 64 | EA | #REF! | #REF! | #REF!
|  |  |  | #REF! | [5 empty] | #REF! |  | #REF! | HK | ZB9031759 | Jumper | 8 | Ref 64 | EA | #REF! | #REF! | #REF!
|  |  |  | #REF! | [5 empty] | #REF! |  | #REF! | JK | ZB9031759 | Jumper | 8 | Ref 64 | EA | #REF! | #REF! | #REF!
|  |  |  | #REF! | [5 empty] | #REF! |  | #REF! | KK | ZB9031759 | Jumper | 8 | Ref 64 | EA | #REF! | #REF! | #REF!
|  |  |  | #REF! | [5 empty] | #REF! |  | #REF! | LK | ZB9031759 | Jumper | 8 | Ref 64 | EA | #REF! | #REF! | #REF!
[10 empty] | #REF! |  | #REF! | G | ZB9031759 | Jumper | 6 | Ref 64 | EA | #REF! | #REF! | #REF!
[10 empty] | #REF! |  | #REF! | H | ZB9031759 | Jumper | 8 | Ref 64 | EA | #REF! | #REF! | #REF!

## Database (hidden)
Distance and Autroreclose / Check Syncronising |  | 1
| 1 | 2 End: 2 Winding Transformer | 2 | 2 | 2B
| 2 | 3 End: 3 Winding Transformer | 3
| 3 | 5 End: 3 Winding Transformer | 5
Nominal auxiliary voltage |  | 1
| 1 | 24-54 Vdc | 7
| 2 | 48-125 Vdc (40-100 Vac) | 8
| 3 | 110-250 Vdc (100-240 Vac) | 9
In/Vn rating |  | 1 |  | 1 |  |  |  |  | 2 | 3 | 5 | 2 | 3 | 5
| 1 | HV-LV In = 1A/5A, Vn = (100/120V) (xCT/1VT) Standard CT | 1 | [5 empty] | HV-LV In = 1A/5A, Vn = (100/120V) (xCT/1VT) Standard CT | HV-LV In = 1A/5A, Vn = (100/120V) (xCT/1VT) Standard CT | HV-LV In = 1A/5A, Vn = (100/120V) (xCT/1VT) Standard CT | 1 | 1 | 1
| 2 | HV-LV In = 1A/5A, Vn = (100/120V) (xCT/4VT) Standard CT (8 CT & 2VT for P642) | 2 | [5 empty] | HV-LV In = 1A/5A, Vn = (100/120V) (xCT/4VT) Standard CT (8 CT & 2VT for P642) | HV-LV In = 1A/5A, Vn = (100/120V) (xCT/4VT) Standard CT (8 CT & 2VT for P642) | HV-LV In = 1A/5A, Vn = (100/120V) (xCT/4VT) Standard CT (8 CT & 2VT for P642) | 2 | 2 | 2
| 3 | 0 | 0 | [6 empty] | HV-LV In = 1A/5A, Vn = (100/120V) (xCT/1VT) Sensitive CT (P643/5 Only) | HV-LV In = 1A/5A, Vn = (100/120V) (xCT/1VT) Sensitive CT (P643/5 Only) |  | 3 | 3
| 4 | 0 | 0 | [6 empty] | HV-LV In = 1A/5A, Vn = (100/120V) (xCT/4VT) Sensitive CT (P643/5 Only) | HV-LV In = 1A/5A, Vn = (100/120V) (xCT/4VT) Sensitive CT (P643/5 Only) |  | 4 | 4
Hardware options |  | 1 |  | 1
| 1 | Single Ethernet 1 LC Duplex port + Universal IRIG-B + 1588 + 1 RJ45 Maintenance Port | U
| 2 | Redundant Ethernet PRP/HSR/RSTP/Failover 2 LC Duplex port + IEC870-103 Serial Fibre ST ports + Universal IRIG-B + 1588 + 1 RJ45 Maintenance Port | V
| 3 | Redundant Ethernet PRP/HSR/RSTP/Failover 2 RJ45 + Universal IRIG-B + 1588 + 1 RJ45 Maintenance Port | W
| 4 | Redundant Ethernet PRP/HSR/RSTP/Failover 2 LC Duplex ports + Universal IRIG-B + 1588 + 1 RJ45 Maintenance Port | Y
| 5 |  | Y
| 6 |  | Y
| 7 |  | Y
8
9
10
11
12
13
14
15
16
17
18
19
20
21
I/O options |  | 1 |  | B |  |  |  |  | 2 | 3 | 5 | 2 | 3 | 5
| 1 | 8 inputs, 8 outputs | B | [5 empty] | 8 inputs, 8 outputs | 16 inputs, 16 outputs | 16 inputs, 16 outputs | B | H | H
| 2 | 12 inputs, 12 outputs | E | [5 empty] | 12 inputs, 12 outputs | 16 inputs, 16 outputs + 4 High-Speed High-Break | 16 inputs, 16 outputs + 4 High-Speed High-Break | E | J | J
| 3 | 16 inputs, 16 outputs | H | [5 empty] | 16 inputs, 16 outputs | 16 inputs, 21 outputs | 16 inputs, 21 outputs | H | K | K
| 4 | 16 inputs, 16 outputs + 4 High-Speed High-Break | J | [5 empty] | 16 inputs, 16 outputs + 4 High-Speed High-Break | 16 inputs, 24 outputs | 16 inputs, 24 outputs | J | L | L
| 5 | 16 inputs, 21 outputs | K | [5 empty] | 16 inputs, 21 outputs | 20 inputs, 20 outputs | 20 inputs, 20 outputs | K | P | P
| 6 | 16 inputs, 24 outputs | L | [5 empty] | 16 inputs, 24 outputs | 24 inputs, 16 outputs | 24 inputs, 16 outputs | L | S | S
| 7 | 20 inputs, 20 outputs | P | [5 empty] | 20 inputs, 20 outputs | 24 inputs, 16 outputs + 8 High-Speed High-Break | 24 inputs, 16 outputs + 8 High-Speed High-Break | P | T | T
| 8 | 24 inputs, 16 outputs | S | [5 empty] | 24 inputs, 16 outputs | 24 inputs, 24 outputs | 24 inputs, 24 outputs | S | U | U
| 9 | 24 inputs, 16 outputs + 8 High-Speed High-Break | T | [5 empty] | 24 inputs, 16 outputs + 8 High-Speed High-Break | 24 inputs, 32 outputs | 24 inputs, 32 outputs | T | V | V
| 10 | 24 inputs, 24 outputs | U | [5 empty] | 24 inputs, 24 outputs | 32 inputs, 24 outputs | 32 inputs, 24 outputs | U | 1 | 1
| 11 | 24 inputs, 32 outputs | V | [5 empty] | 24 inputs, 32 outputs | 32 inputs, 32 outputs | 32 inputs, 32 outputs | V | 2 | 2
| 12 | 32 inputs, 24 outputs | 1 | [5 empty] | 32 inputs, 24 outputs | 40 inputs, 24 outputs | 40 inputs, 24 outputs | 1 | 4 | 4
| 13 | 0 | 1 | [6 empty] | 48 inputs, 16 outputs | 48 inputs, 16 outputs | 1 | 7 | 7
| 14 | 0 | 0 | [6 empty] | 0 | 0 |  | 0 | 0
| 15 | 0 | 0 | [5 empty] | 0 | 0 | 0 | 0 | 0 | 0
| 16 | 0 | 0 |  | U |  |  |  | 0 | 0 | 0 | 0 | 0 | 0
| 17 | 0 | 0 |  | U | U |  |  | 0 | 0 | 0 | 0 | 0 | 0
| 18 | 0 | 0 |  | V | V |  |  | 0 | 0 | 0 | 0 | 0 | 0
| 19 | 0 | 0 |  | S | S |  |  | 0 |  |  | 0
| 20 | 0 | 0 |  | T | S |  |  | 0 | ' | ' | 0
| 21 | 0 | 0
| 22 | 0 | 0
| 23 | 0 | 0
| 24 | 0 | 0
2BU
Product Specific Options |  | 1 |  | U | 2AU | 2AV | 2BU | 2BV | 2CV | 2DV | 2EV | 2FV | 2GV | 2HV | 2JS | 2KS | 2LS | 2PS | 2QV | 2RS | 2SS | 2TS | 2US | 2VS | 2ZS | 21S | 3FV | 3GV | 3HV | 3JV | 3JS | 3KV | 3KS | 3LV | 3LS | 3PV | 3PS | 3QV | 3RV | 3RS | 3SV | 3SS | 3TS | 3US | 3VS | 3ZS | 31S | 32S | 34S | 37S | 5FV | 5GV | 5HV | 5JV | 5JS | 5KV | 5KS | 5LV | 5LS | 5PV | 5PS | 5QV | 5RV | 5RS | 5SV | 5SS | 5TS | 5US | 5VS | 5ZS | 51S | 52S | 54S | 57S
| 1 | RTD | A |  | RTD | RTD | RTD | RTD | RTD | RTD | RTD | RTD | None | None | RTD | RTD | RTD | RTD | None | RTD | RTD | None | RTD | None | RTD | None | RTD | RTD | RTD | None | RTD | None | RTD | None | RTD | None | RTD | RTD | None | RTD | None | RTD | RTD | RTD | RTD | RTD | RTD | None | None | None | RTD | RTD | RTD | None | RTD | None | RTD | None | RTD | None | RTD | RTD | None | RTD | None | RTD | RTD | RTD | RTD | RTD | RTD | None | None | None
| 2 | CLIO | B |  | CLIO | CLIO | CLIO | CLIO | CLIO | CLIO | CLIO | CLIO |  |  | CLIO | CLIO | CLIO | CLIO |  | CLIO | CLIO |  | CLIO |  | CLIO |  | CLIO | CLIO | CLIO |  | CLIO |  | CLIO |  | CLIO |  | CLIO | CLIO |  | CLIO |  | CLIO | CLIO | CLIO | CLIO | CLIO | CLIO |  |  |  | CLIO | CLIO | CLIO |  | CLIO |  | CLIO |  | CLIO |  | CLIO | CLIO |  | CLIO |  | CLIO | CLIO | CLIO | CLIO | CLIO | CLIO
| 3 | None | X |  | None | None | None | None | None | None | None | None |  |  | RTD + CLIO | RTD + CLIO | RTD + CLIO | RTD + CLIO |  | RTD + CLIO | RTD + CLIO |  | None |  | None |  | None | None | None |  | RTD + CLIO |  | RTD + CLIO |  | RTD + CLIO |  | RTD + CLIO | None |  | RTD + CLIO |  | RTD + CLIO | None | RTD + CLIO | None | RTD + CLIO | None |  |  |  | None | None | None |  | RTD + CLIO |  | RTD + CLIO |  | RTD + CLIO |  | RTD + CLIO | None |  | RTD + CLIO |  | RTD + CLIO | None | RTD + CLIO | None | RTD + CLIO | None
| 4 | 0 | X | [11 empty] | None | None | None | None |  | None | None | [9 empty] | None |  | None |  | None |  | None |  |  | None |  | None |  | None |  | None | [8 empty] | None |  | None |  | None |  | None |  |  | None |  | None |  | None |  | None
| 5 |  |  |  | A | A | A | A | A | A | A | A | X | X | A | A | A | A | X | A | A | X | A | X | A | X | A | A | A | X | A | X | A | X | A | X | A | A | X | A | X | A | A | A | A | A | A | X | X | X | A | A | A | X | A | X | A | X | A | X | A | A | X | A | X | A | A | A | A | A | A | X | X | X
| 6 |  |  |  | B | B | B | B | B | B | B | B | X | X | B | B | B | B | X | B | B | X | B | X | B | X | B | B | B | X | B | X | B | X | B | X | B | B | X | B | X | B | B | B | B | B | B | X | X | X | B | B | B | X | B | X | B | X | B | X | B | B | X | B | X | B | B | B | B | B | B | X | X | X
| 7 |  |  |  | X | X | X | X | X | X | X | X | X | X | C | C | C | C | X | C | C | X | X | X | X | X | X | X | X | X | C | X | C | X | C | X | C | X | X | C | X | C | X | C | X | C | X | X | X | X | X | X | X | X | C | X | C | X | C | X | C | X | X | C | X | C | X | C | X | C | X | X | X | X
| 8 |  |  |  | X | X | X | X | X | X | X | X | X | X | X | X | X | X | X | X | X | X | X | X | X | X | X | X | X | X | X | X | X | X | X | X | X | X | X | X | X | X | X | X | X | X | X | X | X | X | X | X | X | X | X | X | X | X | X | X | X | X | X | X | X | X | X | X | X | X | X | X | X | X
9
10
12
CASES FOR io
Mounting |  | 1 |  |  | 2A | 2B | 2D | 2E | 2F | 2G | 2H | 2J | 2K | 2L | 2P | 2Q | 2R | 2S | 2T | 2U | 2V | 2Z | 21 | 3F | 3G | 3H | 3J | 3K | 3L | 3P | 3Q | 3R | 3S | 3T | 3U | 3V | 3Z | 31 | 32 | 34 | 37 | 5F | 5G | 5H | 5J | 5K | 5L | 5P | 5Q | 5R | 5S | 5T | 5U | 5V | 5Z | 51 | 52 | 54 | 57
| 1 | 40TE Case - Flush/Panel Mounting with Harsh Env. Coating, with USB Port, without Function Keys | U |  | 40TE Case - Flush/Panel Mounting with Harsh Env. Coating, with USB Port, without Function Keys | 40TE Case - Flush/Panel Mounting with Harsh Env. Coating, with USB Port, without Function Keys | 60TE Case - Flush/Panel Mounting with Harsh Env. Coating, with USB Port and 10 Function Keys | 60TE Case - Flush/Panel Mounting with Harsh Env. Coating, with USB Port and 10 Function Keys | 60TE Case - Flush/Panel Mounting with Harsh Env. Coating, with USB Port and 10 Function Keys | 60TE Case - Flush/Panel Mounting with Harsh Env. Coating, with USB Port and 10 Function Keys | 60TE Case - Flush/Panel Mounting with Harsh Env. Coating, with USB Port and 10 Function Keys | 80TE Case - Flush/Panel Mounting with Harsh Env. Coating, with USB Port and 10 Function Keys | 80TE Case - Flush/Panel Mounting with Harsh Env. Coating, with USB Port and 10 Function Keys | 80TE Case - Flush/Panel Mounting with Harsh Env. Coating, with USB Port and 10 Function Keys | 80TE Case - Flush/Panel Mounting with Harsh Env. Coating, with USB Port and 10 Function Keys | 60TE Case - Flush/Panel Mounting with Harsh Env. Coating, with USB Port and 10 Function Keys | 80TE Case - Flush/Panel Mounting with Harsh Env. Coating, with USB Port and 10 Function Keys | 80TE Case - Flush/Panel Mounting with Harsh Env. Coating, with USB Port and 10 Function Keys | 80TE Case - Flush/Panel Mounting with Harsh Env. Coating, with USB Port and 10 Function Keys | 80TE Case - Flush/Panel Mounting with Harsh Env. Coating, with USB Port and 10 Function Keys | 80TE Case - Flush/Panel Mounting with Harsh Env. Coating, with USB Port and 10 Function Keys | 80TE Case - Flush/Panel Mounting with Harsh Env. Coating, with USB Port and 10 Function Keys | 80TE Case - Flush/Panel Mounting with Harsh Env. Coating, with USB Port and 10 Function Keys | 60TE Case - Flush/Panel Mounting with Harsh Env. Coating, with USB Port and 10 Function Keys | 60TE Case - Flush/Panel Mounting with Harsh Env. Coating, with USB Port and 10 Function Keys | 60TE Case - Flush/Panel Mounting with Harsh Env. Coating, with USB Port and 10 Function Keys | 60TE Case - Flush/Panel Mounting with Harsh Env. Coating, with USB Port and 10 Function Keys | 60TE Case - Flush/Panel Mounting with Harsh Env. Coating, with USB Port and 10 Function Keys | 60TE Case - Flush/Panel Mounting with Harsh Env. Coating, with USB Port and 10 Function Keys | 60TE Case - Flush/Panel Mounting with Harsh Env. Coating, with USB Port and 10 Function Keys | 60TE Case - Flush/Panel Mounting with Harsh Env. Coating, with USB Port and 10 Function Keys | 60TE Case - Flush/Panel Mounting with Harsh Env. Coating, with USB Port and 10 Function Keys | 60TE Case - Flush/Panel Mounting with Harsh Env. Coating, with USB Port and 10 Function Keys | 80TE Case - Flush/Panel Mounting with Harsh Env. Coating, with USB Port and 10 Function Keys | 80TE Case - Flush/Panel Mounting with Harsh Env. Coating, with USB Port and 10 Function Keys | 80TE Case - Flush/Panel Mounting with Harsh Env. Coating, with USB Port and 10 Function Keys | 80TE Case - Flush/Panel Mounting with Harsh Env. Coating, with USB Port and 10 Function Keys | 80TE Case - Flush/Panel Mounting with Harsh Env. Coating, with USB Port and 10 Function Keys | 80TE Case - Flush/Panel Mounting with Harsh Env. Coating, with USB Port and 10 Function Keys | 80TE Case - Flush/Panel Mounting with Harsh Env. Coating, with USB Port and 10 Function Keys | 80TE Case - Flush/Panel Mounting with Harsh Env. Coating, with USB Port and 10 Function Keys | 60TE Case - Flush/Panel Mounting with Harsh Env. Coating, with USB Port and 10 Function Keys | 60TE Case - Flush/Panel Mounting with Harsh Env. Coating, with USB Port and 10 Function Keys | 60TE Case - Flush/Panel Mounting with Harsh Env. Coating, with USB Port and 10 Function Keys | 60TE Case - Flush/Panel Mounting with Harsh Env. Coating, with USB Port and 10 Function Keys | 60TE Case - Flush/Panel Mounting with Harsh Env. Coating, with USB Port and 10 Function Keys | 60TE Case - Flush/Panel Mounting with Harsh Env. Coating, with USB Port and 10 Function Keys | 60TE Case - Flush/Panel Mounting with Harsh Env. Coating, with USB Port and 10 Function Keys | 60TE Case - Flush/Panel Mounting with Harsh Env. Coating, with USB Port and 10 Function Keys | 60TE Case - Flush/Panel Mounting with Harsh Env. Coating, with USB Port and 10 Function Keys | 60TE Case - Flush/Panel Mounting with Harsh Env. Coating, with USB Port and 10 Function Keys | 80TE Case - Flush/Panel Mounting with Harsh Env. Coating, with USB Port and 10 Function Keys | 80TE Case - Flush/Panel Mounting with Harsh Env. Coating, with USB Port and 10 Function Keys | 80TE Case - Flush/Panel Mounting with Harsh Env. Coating, with USB Port and 10 Function Keys | 80TE Case - Flush/Panel Mounting with Harsh Env. Coating, with USB Port and 10 Function Keys | 80TE Case - Flush/Panel Mounting with Harsh Env. Coating, with USB Port and 10 Function Keys | 80TE Case - Flush/Panel Mounting with Harsh Env. Coating, with USB Port and 10 Function Keys | 80TE Case - Flush/Panel Mounting with Harsh Env. Coating, with USB Port and 10 Function Keys | 80TE Case - Flush/Panel Mounting with Harsh Env. Coating, with USB Port and 10 Function Keys
| 2 | 60TE Case - Flush/Panel Mounting with Harsh Env. Coating, with USB Port and 10 Function Keys | V |  | 60TE Case - Flush/Panel Mounting with Harsh Env. Coating, with USB Port and 10 Function Keys | 60TE Case - Flush/Panel Mounting with Harsh Env. Coating, with USB Port and 10 Function Keys | [5 empty] | 80TE Case - 19" Rack Mounting with Harsh Env. Coating, with USB Port and 10 Function Keys | 80TE Case - 19" Rack Mounting with Harsh Env. Coating, with USB Port and 10 Function Keys | 80TE Case - 19" Rack Mounting with Harsh Env. Coating, with USB Port and 10 Function Keys | 80TE Case - 19" Rack Mounting with Harsh Env. Coating, with USB Port and 10 Function Keys |  | 80TE Case - 19" Rack Mounting with Harsh Env. Coating, with USB Port and 10 Function Keys | 80TE Case - 19" Rack Mounting with Harsh Env. Coating, with USB Port and 10 Function Keys | 80TE Case - 19" Rack Mounting with Harsh Env. Coating, with USB Port and 10 Function Keys | 80TE Case - 19" Rack Mounting with Harsh Env. Coating, with USB Port and 10 Function Keys | 80TE Case - 19" Rack Mounting with Harsh Env. Coating, with USB Port and 10 Function Keys | 80TE Case - 19" Rack Mounting with Harsh Env. Coating, with USB Port and 10 Function Keys | 80TE Case - 19" Rack Mounting with Harsh Env. Coating, with USB Port and 10 Function Keys |  |  |  | 80TE Case - Flush/Panel Mounting with Harsh Env. Coating, with USB Port and 10 Function Keys | 80TE Case - Flush/Panel Mounting with Harsh Env. Coating, with USB Port and 10 Function Keys | 80TE Case - Flush/Panel Mounting with Harsh Env. Coating, with USB Port and 10 Function Keys | 80TE Case - Flush/Panel Mounting with Harsh Env. Coating, with USB Port and 10 Function Keys |  | 80TE Case - Flush/Panel Mounting with Harsh Env. Coating, with USB Port and 10 Function Keys | 80TE Case - Flush/Panel Mounting with Harsh Env. Coating, with USB Port and 10 Function Keys | 80TE Case - 19" Rack Mounting with Harsh Env. Coating, with USB Port and 10 Function Keys | 80TE Case - 19" Rack Mounting with Harsh Env. Coating, with USB Port and 10 Function Keys | 80TE Case - 19" Rack Mounting with Harsh Env. Coating, with USB Port and 10 Function Keys | 80TE Case - 19" Rack Mounting with Harsh Env. Coating, with USB Port and 10 Function Keys | 80TE Case - 19" Rack Mounting with Harsh Env. Coating, with USB Port and 10 Function Keys | 80TE Case - 19" Rack Mounting with Harsh Env. Coating, with USB Port and 10 Function Keys | 80TE Case - 19" Rack Mounting with Harsh Env. Coating, with USB Port and 10 Function Keys | 80TE Case - 19" Rack Mounting with Harsh Env. Coating, with USB Port and 10 Function Keys |  |  |  | 80TE Case - Flush/Panel Mounting with Harsh Env. Coating, with USB Port and 10 Function Keys | 80TE Case - Flush/Panel Mounting with Harsh Env. Coating, with USB Port and 10 Function Keys | 80TE Case - Flush/Panel Mounting with Harsh Env. Coating, with USB Port and 10 Function Keys | 80TE Case - Flush/Panel Mounting with Harsh Env. Coating, with USB Port and 10 Function Keys |  | 80TE Case - Flush/Panel Mounting with Harsh Env. Coating, with USB Port and 10 Function Keys | 80TE Case - Flush/Panel Mounting with Harsh Env. Coating, with USB Port and 10 Function Keys | 80TE Case - 19" Rack Mounting with Harsh Env. Coating, with USB Port and 10 Function Keys | 80TE Case - 19" Rack Mounting with Harsh Env. Coating, with USB Port and 10 Function Keys | 80TE Case - 19" Rack Mounting with Harsh Env. Coating, with USB Port and 10 Function Keys | 80TE Case - 19" Rack Mounting with Harsh Env. Coating, with USB Port and 10 Function Keys | 80TE Case - 19" Rack Mounting with Harsh Env. Coating, with USB Port and 10 Function Keys | 80TE Case - 19" Rack Mounting with Harsh Env. Coating, with USB Port and 10 Function Keys | 80TE Case - 19" Rack Mounting with Harsh Env. Coating, with USB Port and 10 Function Keys | 80TE Case - 19" Rack Mounting with Harsh Env. Coating, with USB Port and 10 Function Keys
| 3 | 0 | V | [23 empty] | 80TE Case - 19" Rack Mounting with Harsh Env. Coating, with USB Port and 10 Function Keys | 80TE Case - 19" Rack Mounting with Harsh Env. Coating, with USB Port and 10 Function Keys | 80TE Case - 19" Rack Mounting with Harsh Env. Coating, with USB Port and 10 Function Keys | 80TE Case - 19" Rack Mounting with Harsh Env. Coating, with USB Port and 10 Function Keys |  | 80TE Case - 19" Rack Mounting with Harsh Env. Coating, with USB Port and 10 Function Keys | 80TE Case - 19" Rack Mounting with Harsh Env. Coating, with USB Port and 10 Function Keys | [11 empty] | 80TE Case - 19" Rack Mounting with Harsh Env. Coating, with USB Port and 10 Function Keys | 80TE Case - 19" Rack Mounting with Harsh Env. Coating, with USB Port and 10 Function Keys | 80TE Case - 19" Rack Mounting with Harsh Env. Coating, with USB Port and 10 Function Keys | 80TE Case - 19" Rack Mounting with Harsh Env. Coating, with USB Port and 10 Function Keys |  | 80TE Case - 19" Rack Mounting with Harsh Env. Coating, with USB Port and 10 Function Keys | 80TE Case - 19" Rack Mounting with Harsh Env. Coating, with USB Port and 10 Function Keys
4
[5 empty] | U | U | V | V | V | V | V | S | S | S | S | V | S | S | S | S | S | S | S | V | V | V | V | V | V | V | V | V | V | S | S | S | S | S | S | S | S | V | V | V | V | V | V | V | V | V | V | S | S | S | S | S | S | S | S
[5 empty] | V | V | V | V | V | V | V | T | T | T | T | V | T | T | T | T | T | T | T | V | V | V | S | S | S | S | V | S | S | T | T | T | T | T | T | T | T | V | V | V | S | S | S | S | V | S | S | T | T | T | T | T | T | T | T
[5 empty] | V | V | V | V | V | V | V | T | T | T | T | V | T | T | T | T | T | T | T | V | V | V | T | T | T | T | V | T | T | T | T | T | T | T | T | T | T | V | V | V | T | T | T | T | V | T | T | T | T | T | T | T | T | T | T
Product Features |  | 1
| 1 | Standard Version | X
| 2 |  | X
3
Customer specific options |  | 1
| 1 | Enhanced cybersecurity, concurrent protocols, 5000 events, 100 fault records, 1050s oscillography | AB
| 2 |  | AB
| 3 |  | AB
4
| 5 | [7 empty] | S | T | U | V
|  | 1 | [6 empty] | RTD | RTD | RTD | RTD
Software version |  | 1 | [6 empty] | CLIO | CLIO | CLIO | CLIO
| 1 | Standard version | 0 | [5 empty] | RTD + CLIO | RTD + CLIO | None | None
| 2 | Customer-specific configuration/options | A | [5 empty] | None | None
| 3 |  | A | [5 empty] | A | A | A | A
| 4 |  | A | [5 empty] | B | B | B | B
| 5 |  | A | [5 empty] | C | C | X | X
| 6 |  | A | [5 empty] | X | X
| 7 |  | A
| 8 |  | A
2026-07-28 |  | 1
Hardware version | 1 | 5th Generation Hardware, Graphical Colour HMI with High Performance Processing | Q | 2026-07-28
2
3
4
5
6
7
| AA | 2026-07-28 | Q

## Date Drivers (hidden)
Key Date | 2026-07-28 | 2026-07-28
Distance and Autroreclose / Check Syncronising | 1 | 2 End: 2 Winding Transformer
| 2 | 3 End: 3 Winding Transformer
| 3 | 5 End: 3 Winding Transformer
4
5
| 6 | 2
| 7 | 3
| 8 | 5
9
10
Nominal auxiliary voltage | 11 | 24-54 Vdc
| 12 | 48-125 Vdc (40-100 Vac)
| 13 | 110-250 Vdc (100-240 Vac)
14
15
| 16 | 7
| 17 | 8
| 18 | 9
19
20
21
CTVT | 22 | HV-LV In = 1A/5A, Vn = (100/120V) (xCT/1VT) Standard CT |  | P642 = 8, P643 = 12, P645 = 18
| 23 | HV-LV In = 1A/5A, Vn = (100/120V) (xCT/4VT) Standard CT (8 CT & 2VT for P642) |  | P642 = 8, P643 = 12, P645 = 18
| 24 | HV-LV In = 1A/5A, Vn = (100/120V) (xCT/1VT) Sensitive CT (P643/5 Only) |  | P643 = 12, P645 = 18
| 25 | HV-LV In = 1A/5A, Vn = (100/120V) (xCT/4VT) Sensitive CT (P643/5 Only) |  | P643 = 12, P645 = 18
26
27
| 28 | 1
| 29 | 2
| 30 | 3
| 31 | 4
32
33
34
Hardware options | 35 | Single Ethernet 1 LC Duplex port + Universal IRIG-B + 1588 + 1 RJ45 Maintenance Port
| 36 | Redundant Ethernet PRP/HSR/RSTP/Failover 2 LC Duplex port + IEC870-103 Serial Fibre ST ports + Universal IRIG-B + 1588 + 1 RJ45 Maintenance Port
| 37 | Redundant Ethernet PRP/HSR/RSTP/Failover 2 RJ45 + Universal IRIG-B + 1588 + 1 RJ45 Maintenance Port
| 38 | Redundant Ethernet PRP/HSR/RSTP/Failover 2 LC Duplex ports + Universal IRIG-B + 1588 + 1 RJ45 Maintenance Port
39
40
41
42
43
44
45
46
47
48
49
| 50 | U
| 51 | V
| 52 | W
| 53 | Y
| 54 | Y
| 55 | Y
| 56 | Y
| 57 | Y
58
59
60
61
62
63
64
65
I/O options | 66 | 8 inputs, 8 outputs |  | P642 only - 40TE, 60TE
| 67 | 12 inputs, 12 outputs |  | P642 only - 60TE
| 68 | 16 inputs, 16 outputs |  | 60TE
| 69 | 16 inputs, 16 outputs + 4 High-Speed High-Break |  | 60TE, 80TE
| 70 | 16 inputs, 24 outputs |  | 60TE, 80TE
| 71 | 20 inputs, 20 outputs |  | 60TE, 80TE
| 72 | 24 inputs, 16 outputs |  | 60TE, 80TE
| 73 | 24 inputs, 16 outputs + 8 High-Speed High-Break |  | 80TE
| 74 | 24 inputs, 24 outputs |  | 80TE
| 75 | 24 inputs, 32 outputs |  | 80TE
| 76 | 32 inputs, 24 outputs |  | 80TE
| 77 | 32 inputs, 32 outputs |  | P643/P645 only - 80TE
| 78 | 40 inputs, 24 outputs |  | P643/P645 only - 80TE
| 79 | 48 inputs, 16 outputs |  | P643/P645 only - 80TE
80
81
82
83
84
85
86
87
88
89
90
91
| 92 | B
| 93 | E
| 94 | H
| 95 | J
| 96 | L
| 97 | P
| 98 | S
| 99 | T
| 100 | U
| 101 | V
| 102 | 1
| 103 | 2
| 104 | 4
| 105 | 7
106
107
108
109
110
111
112
113
114
115
116
117
Product Specific Options | 118 | RTD
| 119 | CLIO
| 120 | RTD + CLIO
| 121 | None
122
123
124
125
126
127
128
129
130
131
132
133
134
| 135 | A
| 136 | B
| 137 | C
| 138 | X
139
140
141
142
143
144
145
146
147
148
149
150
151
Mounting | 152 | 80TE Case - Flush/Panel Mounting with Harsh Env. Coating, with USB Port and 10 Function Keys
| 153 | 80TE Case - 19" Rack Mounting with Harsh Env. Coating, with USB Port and 10 Function Keys
| 154 | 40TE Case - Flush/Panel Mounting with Harsh Env. Coating, with USB Port, without Function Keys
| 155 | 60TE Case - Flush/Panel Mounting with Harsh Env. Coating, with USB Port and 10 Function Keys
156
157
158
159
| 160 | S
| 161 | T
| 162 | U
| 163 | V
164
165
166
167
Product Features | 168 | Standard Version
169
170
171
| 172 | X
173
174
175
Software version | 176 | Enhanced cybersecurity, concurrent protocols, 5000 events, 100 fault records, 1050s oscillography
177
178
179
180
181
182
183
184
185
186
187
| 188 | AB
189
190
191
192
193
194
195
196
197
198
199
200
Customer specific options | 201 | Standard version
| 202 | Customer-specific configuration/options | Customer-specific configuration/options
203
| 204 |  |  | This is future release
205
206
207
208
| 209 | 0
| 210 | A | A
211
212
213
214
215
216
Hardware version | 217 | 5th Generation Hardware, Graphical Colour HMI with High Performance Processing
201
202
203
204
| 205 | Q
206
207
208
209